## Sheet1
Gas Cylinders Special Record as at March 2025
Cylinder Category | Approval or U.N. Cylinder Certificate Number | Registration or U.N. Cylinder Clearance date | Manufacturer | Country of Manufacture | Manufacture date | Inspection Agency | Design Standard | Gas Traffic | Fill Ratio or Charging Pressure | Test Pressure | Water Capacity | Neck Thread | Outer Diameter | Wall Thickness | Length | Tare Weight | Empty Weight | Material and method of construction | Serial Number(s) | Expiry Date | Pre-Comissioning Certificate Issued | Authority Conditions | Certifier Conditions | Comments
Special Gas Cylinders | LAB1000SP | 1987-12-13 | CTCO | UK | 1960-01-01 |  |  | SCBA |  | 20.7MPA
Special Gas Cylinders | LAB1001SP | 1987-12-21 | Heiser | Germany | 1985-03-01 | Vickers | BS 5045/1/CM/S | SCUBA | 22.8MPA | 37.9MPA | 12L | 3/4" x 14 BSP | Not available | Not applicable | Not applicable |  | 15.9KG | Steel | L44812 |  |  | Not recorded | Not applicable | Details from test station 11/02/2019
Special Gas Cylinders | LAB1002SP | 1987-12-21 | PCI | Thailand | 1001-01-01 |  | AS2469 | LPG |  |  | 10.7L
Special Gas Cylinders | LAB1003SP | 1988-01-20 | Calor Gas |  |  |  | BS 5045/1/CM/S |  |  |  | 14.5L
Special Gas Cylinders | LAB1004SP | 1988-01-21 | Luxfer Gas Cylinders | USA |  |  | DOT E 7235 | Nitrogen (N2)
Special Gas Cylinders | LAB1005SP |  | Spirotechyne | UK |  |  | BS 5045/1/CM/S |  |  |  | 10.4L
Special Gas Cylinders | LAB1006SP |  | Filipnas Electro | Phillipines |  |  | AS2469 | LPG
Special Gas Cylinders | LAB1007SP |  | Chesterfield | UK |  |  |  | Ammonia (NH3)
Special Gas Cylinders | LAB1008SP |  | Morrison | USA |  |  | DOT 3AA 1800 | Nitrogen (N2) | 12.4MPA
Special Gas Cylinders | LAB1009SP |  | Showa Koatsu | Japan |  |  | DOT 3AA 3600 | CNG | 24.8MPA
Special Gas Cylinders | LAB1010SP |  | CTCO | UK |  |  | AS B114
Special Gas Cylinders | LAB1011SP |  | Luxfer Gas Cylinders | UK |  |  | HOAL 3 | CO2 | [15 empty] | Must not be filled or tested.
Special Gas Cylinders | LAB1012SP | 1988-06-14 | Showa Koatsu | Japan |  |  | DOT 3AA 2015 |  | 13.9MPA
Special Gas Cylinders | LAB1013SP | 1988-07-06 | Worthington Cylinders | USA |  |  | DOT 4BA 240 | LPG | 1.65MPA
Special Gas Cylinders | LAB1014SP | 1988-07-01 | Primus | Sweden |  |  | AS B115 | LPG
Special Gas Cylinders | LAB1015SP |  | Walter Kidde and Co |  |  |  | DOT 3AL 1800 | Nitrous Oxide | 12.4MPA
Special Gas Cylinders | LAB1016SP |  | Faber | Italy |  |  |  | SCUBA
Special Gas Cylinders | LAB1017SP |  | Heiser | Germany |  |  |  | SCUBA
Special Gas Cylinders | LAB1018SP |  | Heiser | Germany |  |  |  | SCUBA
Special Gas Cylinders | LAB1019SP |  | IWKA | Germany |  |  |  | SCUBA
Special Gas Cylinders | LAB1020SP | 1988-09-06 | Chesterfield | UK | 1980-09-01 |  | BS 5045/1/CM/S | SCBA | [10 empty] | 9818639
Special Gas Cylinders | LAB1021SP | 1988-09-07 | Chesterfield | UK |  |  | BS 5045/1/CM/S | SCBA | [10 empty] | 9822206
Special Gas Cylinders | LAB1022SP | 1988-10-11 | Walter Kidde and Co | USA |  |  | DOT 3AL | Nitrous Oxide | [10 empty] | 44564
Special Gas Cylinders | LAB1023SP | 1988-11-30 | Manchester Tank Company | USA |  |  | ASME 8/1 | LPG | [10 empty] | P830558
Special Gas Cylinders | LAB1024SP | 1988-11-30 | Shellane | Singapore |  |  | DOT 4BA 240 | LPG | 1.65MPA | [9 empty] | H00579
Special Gas Cylinders | LAB1025SP | 1988-11-30 | Luxfer Gas Cylinders | UK |  |  | LUXINT ONE | SCUBA | [10 empty] | 480A387
Special Gas Cylinders | LAB1026SP | 1988-12-15 | Worthington Cylinders | USA | 1985-05-01 |  | DOT 4BA 240 | LPG | 1.65MPA | [9 empty] | 9554619R
Special Gas Cylinders | LAB1371SP | 1001-01-01 | Luxfer Gas Cylinders | Not available | 1995-08-01 | Authorised Testing | DOT3AL TC 3ALM | SCUBA | 20.7MPA | 34.5MPA | 11.2L | 3/4 NGS-14TPI | 185mm | Not applicable | 660mm | Not applicable | 14.3KG | Not applicable | P214798
Special Gas Cylinders | LAB1385SP | 1001-01-01 | Luxfer Gas Cylinders | Not available | 1997-11-01 | Arrowhead | DOT3AL 2216 | Oxygen (O2) | 15.3MPA | 25.5MPA | 4L | M25x2 | 133mm | Not applicable | 435mm | Not applicable | 4.0KG | Not applicable | HH23898, HH24038 |  |  | Not recorded | Not applicable | may be up to six serial numbers
Special Gas Cylinders | LAB1429SP | 1997-08-15 | Heiser | Austria | 1985-03-01 | Vickers | BS 5045/1/CM/S | SCUBA | 22.8MPA | 37.9MPA | 12L | Not available | Not available | Not applicable | Not available | Not applicable | 14.6KG | Not applicable | 5147 |  |  | Not recorded | Not applicable | No comment
Special Gas Cylinders | LAB1430SP | 1997-08-15 | Luxfer Gas Cylinders | UK | 1989-03-01 | Lloyds Register | BS 5045-3 | SCUBA | 23.2MPA | 34.8MPA | 10.4L | Not available | Not available | Not applicable | Not available | Not applicable | 13.7KG | Not applicable | P2700M788A |  |  | Not recorded | Not applicable | No comment
Special Gas Cylinders | LAB1431SP | 1997-08-15 | Catalina Cylinders | USA | 1994-04-01 | TH Cochrane Laboratories | DOT 3AL 1800 | Helium (He) | Not available | Not available | 0.836L | Not available | Not available | Not applicable | Not available | Not applicable | Not available | Not applicable | H08381 |  |  | Not recorded | Not applicable | No comment
Special Gas Cylinders | LAB1432SP | 1997-08-21 | Asahi:Seisakusho | Japan | 1983-01-01 | INTECO (International Inspection Co) | DOT 3AA 2015 | Carbon dioxide (CO2) | Not available | 23.16MPA | 10.4L | Not available | Not available | Not applicable | Not available | Not applicable | 15.7KG | Not applicable | 6873 |  |  | Not recorded | Not applicable | No comment
Special Gas Cylinders | LAB1433SP | 1997-09-02 | PCI | Thailand | 1985-02-01 | TISTR (Thailand Institute of Scientific and Technological Research) | AS 2470 | LPG | Not available | 3.3MPA | 26.8L | Not available | Not available | Not applicable | Not available | Not applicable | 13.1KG | Not applicable | P85-001073 |  |  | Not recorded | Not applicable | No comment
Special Gas Cylinders | LAB1434SP | 1997-09-05 | Faber | Italy | 1001-01-01 | Lloyds Register | BS 5045/1/CM/S | SCUBA | 23.2MPA | 34.8MPA | 15L | Not available | Not available | Not applicable | Not available | Not applicable | 16.2KG | Not applicable | 939400/103 |  |  | Not recorded | Not applicable | No comment
Special Gas Cylinders | LAB1435SP | 1997-09-11 | Luxfer Gas Cylinders | USA | 1987-06-01 | Authorised Testing | CTC/DOT 3AL 3300 | SCUBA | 22.7MPA | 37.9MPA | 13.25L | Not available | Not available | Not applicable | Not available | Not applicable | 18.68KG | Not applicable | UT6954 |  |  | Not recorded | Not applicable | No comment
Special Gas Cylinders | LAB1436SP | 1997-09-11 | Luxfer Gas Cylinders | USA | 1987-06-01 | Authorised Testing | CTC/DOT 3AL 3300 | SCUBA | 22.7MPA | 37.9MPA | 13.25L | Not available | Not available | Not applicable | Not available | Not applicable | 18.68KG | Not applicable | UT6946 |  |  | Not recorded | Not applicable | No comment
Special Gas Cylinders | LAB1437SP | 1997-09-12 | Luxfer Gas Cylinders | USA | 1995-12-01 | Authorised Testing | DOT 3AL 1800 | Carbon dioxide (CO2) | 13.9MPA | 23.2MPA | 1.74L | Not available | Not available | Not applicable | Not available | Not applicable | 4.6KG | Not applicable | H12789 |  |  | Not recorded | Not applicable | No comment
Special Gas Cylinders | LAB1438SP | 1997-09-12 | Luxfer Gas Cylinders | USA | 1996-08-01 | Arrowhead Industrial Services | DOT 3AL 2015 | Oxygen (O2) | 13.9MPA | 23.1MPA | 2.8L | Not available | Not available | Not applicable | Not available | Not applicable | 2.5KG | Not applicable | D193680 |  |  | Not recorded | Not applicable | No comment
Special Gas Cylinders | LAB1439SP | 1997-09-12 | Luxfer Gas Cylinders | USA | 1996-08-01 | Arrowhead Industrial Services | DOT 3AL 2015 | Oxygen (O2) | 13.9MPA | 23.1MPA | 2.9L | Not available | Not available | Not applicable | Not available | Not applicable | 2.5KG | Not applicable | D177008 |  |  | Not recorded | Not applicable | No comment
Special Gas Cylinders | LAB1440SP | 1997-09-12 | Showa Koatsu | JAPAN | 1982-07-01 | Arrowhead Industrial Services | DOT 3AA 2015 | Carbon dioxide (CO2) | 13.9MPA | 23.3MPA | 70L | Not available | Not available | Not applicable | Not available | Not applicable | 87.2KG | Not applicable | 146 |  |  | Not recorded | Not applicable | No comment
Special Gas Cylinders | LAB1441SP | 1997-09-12 | Showa Koatsu | JAPAN | 1982-07-01 | Arrowhead Industrial Services | DOT 3AA 2015 | Carbon dioxide (CO2) | 13.9MPA | 23.3MPA | 70L | Not available | Not available | Not applicable | Not available | Not applicable | 85KG | Not applicable | 105 |  |  | Not recorded | Not applicable | No comment
Special Gas Cylinders | LAB1442SP | 1997-09-15 | Luxfer Gas Cylinders | UK | 1993-09-01 | Lloyds Register | BS 5045-3 | Breathing Apparatus | 20.7MPA | 30.0MPA | 2.0L | Not available | Not available | Not applicable | Not available | Not applicable | 2.36 KG | Not applicable | 310157 |  |  | Not recorded | Not applicable | No comment
Special Gas Cylinders | LAB1443SP | 1997-09-17 | Faber | Italy | 1995-10-01 | Lloyds Register | BS 5045/1/CM/S | SCUBA | 23.2MPA | 35MPA | 12.2L | Not available | Not available | Not applicable | Not available | Not applicable | 13.1KG | Not applicable | 95/9182/130 |  |  | Not recorded | Not applicable | No comment
Special Gas Cylinders | LAB1444SP | 1997-09-17 | Faber | Italy | 1995-10-01 | Lloyds Register | BS 5045/1/CM/S | SCUBA | 23.2MPA | 35MPA | 12.2L | Not available | Not available | Not applicable | Not available | Not applicable | 13.1KG | Not applicable | 95/9182/020 |  |  | Not recorded | Not applicable | No comment
Special Gas Cylinders | LAB1445SP | 1997-09-17 | Faber | Italy | 1995-10-01 | Lloyds Register | BS 5045/1/CM/S | SCUBA | 23.2MPA | 35MPA | 12.2L | Not available | Not available | Not applicable | Not available | Not applicable | 13.1KG | Not applicable | 95/9182/106 |  |  | Not recorded | Not applicable | No comment
Special Gas Cylinders | LAB1446SP | 1997-09-23 | Luxfer Gas Cylinders | USA | 1996-01-01 | Arrowhead Industrial Services | DOT 3AL | Oxygen (O2) | 15.3MPA | 25.4MPA | 1.02L | Not available | Not available | Not applicable | Not available | Not applicable | 1.06KG | Not applicable | BC4493 |  |  | Not recorded | Not applicable | No comment
Special Gas Cylinders | LAB1447SP | 1997-09-23 | Luxfer Gas Cylinders | USA | 1996-01-01 | Unknown | DOT 3AL | Oxygen (O2) | 15.3MPA | 25.4MPA | 1.02L | Not available | Not available | Not applicable | Not available | Not applicable | 1.06KG | Not applicable | BC4287 |  |  | Not recorded | Not applicable | No comment
Special Gas Cylinders | LAB1448SP | 1997-09-23 | PST | USA | 1994-08-01 | Robert W Hunt | DOT 3AA 2015 | Nitrogen (N2) | 13.9MPA | 23.1MPA | 3.76L | Not available | Not available | Not applicable | Not available | Not applicable | 4.8KG | Not applicable | E002184 |  |  | Not recorded | Not applicable | No comment
Special Gas Cylinders | LAB1449SP | 1997-09-23 | Faber | Italy | 1995-10-01 | Lloyds Register | BS 5045/1/CM/S | SCUBA | 23.2MPA | 35MPA | 12.2L | Not available | Not available | Not applicable | Not available | Not applicable | 13.1KG | Not applicable | 95/9182/087 |  |  | Not recorded | Not applicable | No comment
Special Gas Cylinders | LAB1450SP | 1997-09-23 | Faber | Italy | 1995-10-01 | Lloyds Register | BS 5045/1/CM/S | SCUBA | 23.2MPA | 35MPA | 12.2L | Not available | Not available | Not applicable | Not available | Not applicable | 13.1KG | Not applicable | 95/9182/109 |  |  | Not recorded | Not applicable | No comment
Special Gas Cylinders | LAB1451SP | 1997-09-23 | Faber | Italy | 1995-10-01 | Lloyds Register | BS 5045/1/CM/S | SCUBA | 23.2MPA | 35MPA | 12.2L | Not available | Not available | Not applicable | Not available | Not applicable | 13.1KG | Not applicable | 95/9182/082 |  |  | Not recorded | Not applicable | No comment
Special Gas Cylinders | LAB1452SP | 1997-09-23 | Faber | Italy | 1995-10-01 | Lloyds Register | BS 5045/1/CM/S | SCUBA | 23.2MPA | 35MPA | 12.2L | Not available | Not available | Not applicable | Not available | Not applicable | 13.1KG | Not applicable | 95/9182/178 |  |  | Not recorded | Not applicable | No comment
Special Gas Cylinders | LAB1453SP | 1997-09-23 | Faber | Italy | 1995-10-01 | Lloyds Register | BS 5045/1/CM/S | SCUBA | 23.2MPA | 35MPA | 12.2L | Not available | Not available | Not applicable | Not available | Not applicable | 13.1KG | Not applicable | 95/9182/013 |  |  | Not recorded | Not applicable | No comment
Special Gas Cylinders | LAB1454SP | 1997-09-23 | Faber | Italy | 1995-10-01 | Lloyds Register | BS 5045/1/CM/S | SCUBA | 23.2MPA | 35MPA | 12.2L | Not available | Not available | Not applicable | Not available | Not applicable | 13.1KG | Not applicable | 95/9182/063 |  |  | Not recorded | Not applicable | No comment
Special Gas Cylinders | LAB1455SP | 1997-09-24 | Filipnas Electro | Phillipines | 1987-08-01 | Lloyds Register | AS 2469 | LPG | 2.34MPA | 3.3MPA | 7.24L | Not available | Not available | Not applicable | Not available | Not applicable | 4.42KG | Not applicable | 51357 |  |  | Not recorded | Not applicable | No comment
Special Gas Cylinders | LAB1456SP | 1997-09-25 | Wolfedale Cylinders | Canada | 1991-08-01 | Warnock Hersey | CTC 4BA 240 | LPG | 2.34MPA | 3.3MPA | 21.8L | Not available | Not available | Not applicable | Not available | Not applicable | 8.39KG | Not applicable | 646150G |  |  | Not recorded | Not applicable | No comment
Special Gas Cylinders | LAB1457SP | 1997-10-03 | Luxfer Gas Cylinders | USA | 1997-04-01 | Arrowhead Industrial Services | DOT 3AL 2216 / TC 3ALM 153 | Oxygen (O2) | 15.3MPA | 25.5MPA | Not available | Not available | Not available | Not applicable | Not available | Not applicable | Not available | Not applicable | 20387 |  |  | Not recorded | Not applicable | No comment
Special Gas Cylinders | LAB1458SP | 1997-10-06 | Norris Cylinder Company Inc | USA | 1989-05-01 | TH Cochrane Laboratories | DOT 3AA 2015 | Carbon dioxide (CO2) | 13.9MPA | 23.2MPA | 116.2KG | Not available | Not available | Not applicable | Not available | Not applicable | Not available | Not applicable | 62457Y |  |  | Not recorded | Not applicable | No comment
Special Gas Cylinders | LAB1459SP | 1997-10-06 | Norris Cylinder Company Inc | USA | 1987-03-01 | TH Cochrane Laboratories | DOT 3AA 2015 | Carbon dioxide (CO2) | 13.9MPA | 23.2MPA | 114.3KG | Not available | Not available | Not applicable | Not available | Not applicable | Not available | Not applicable | 286011Y |  |  | Not recorded | Not applicable | No comment
Special Gas Cylinders | LAB1460SP | 1997-10-14 | Luxfer Gas Cylinders | UK | 1982-07-01 | Lloyds Register | HOAL 3 | SCUBA | 20.7MPA | 34.1MPA | 10L | Not available | Not available | Not applicable | Not available | Not applicable | 13.4KG | Not applicable | 94320257A |  |  | Not recorded | Not applicable | No comment
Special Gas Cylinders | LAB1461SP | 1997-10-14 | Faber | Italy | 1001-01-01 | Lloyds Register | BS 5045/1/CM/S | SCUBA | 23.2MPA | 34.8MPA | 3.0L | Not available | Not available | Not applicable | Not available | Not applicable | 3.5KG | Not applicable | 93/9840/096 |  |  | Not recorded | Not applicable | No comment
Special Gas Cylinders | LAB1462SP | 1997-10-15 | Manchester Tank Company | USA | 1992-02-01 | OHMT | DOT 4BW 360 | Fire Extinguishant: D/P Fire Extinguisher | 2.5 MPA | 4.9MPA | 10L | Not available | Not available | Not applicable | Not available | Not applicable | Not available | Not applicable | AR009532 |  |  | Not recorded | Not applicable | No comment
Special Gas Cylinders | LAB1463SP | 1997-10-15 | Roth Mions | France | 1997-01-01 | Lloyds Register | BS 5045/1/CM/S | SCUBA - Nitrox | 23.2MPA | 34.8MPA | 3.5L | Not available | Not available | Not applicable | Not available | Not applicable | Not available | Not applicable | 65231 |  |  | Not recorded | Not applicable | No comment
Special Gas Cylinders | LAB1464SP - WITHDRAWN 31/10/2017 | 1997-10-16 | Luxfer Gas Cylinders | USA | 1981-12-01 | Authorised Testing | CTC/DOT E 6498 2015 | Oxygen (O2) - Medical | 13.9MPA | 23.1MPA | 1.78L | Not available | Not available | Not applicable | Not available | Not applicable | 1.76KG | Not applicable | F33349 |  |  | Not recorded | Not applicable | Must not be filled or tested.
Special Gas Cylinders | LAB1465SP - WITHDRAWN 31/10/2017 | 1997-10-16 | Luxfer Gas Cylinders | USA | 1981-12-01 | Authorised Testing | CTC/DOT E 6498 2015 | Oxygen (O2) - Medical | 13.9MPA | 23.1MPA | 1.78L | Not available | Not available | Not applicable | Not available | Not applicable | 1.76KG | Not applicable | F33457 |  |  | Not recorded | Not applicable | Must not be filled or tested.
Special Gas Cylinders | LAB1466SP - WITHDRAWN 31/10/2017 | 1997-10-16 | Luxfer Gas Cylinders | USA | 1981-12-01 | Authorised Testing | CTC/DOT E 6498 2015 | Oxygen (O2) - Medical | 13.9MPA | 23.1MPA | 1.78L | Not available | Not available | Not applicable | Not available | Not applicable | 1.76KG | Not applicable | F33334 |  |  | Not recorded | Not applicable | Must not be filled or tested.
Special Gas Cylinders | LAB1467SP - WITHDRAWN 31/10/2017 | 1997-10-16 | Luxfer Gas Cylinders | USA | 1981-12-01 | Authorised Testing | CTC/DOT E 6498 2015 | Oxygen (O2) - Medical | 13.9MPA | 23.1MPA | 1.78L | Not available | Not available | Not applicable | Not available | Not applicable | 1.76KG | Not applicable | F33440 |  |  | Not recorded | Not applicable | Must not be filled or tested.
Special Gas Cylinders | LAB1468SP - WITHDRAWN 31/10/2017 | 1997-10-16 | Luxfer Gas Cylinders | USA | 1981-12-01 | Authorised Testing | CTC/DOT E 6498 2015 | Oxygen (O2) - Medical | 13.9MPA | 23.1MPA | 1.78L | Not available | Not available | Not applicable | Not available | Not applicable | 1.76KG | Not applicable | F33396 |  |  | Not recorded | Not applicable | Must not be filled or tested.
Special Gas Cylinders | LAB1469SP - WITHDRAWN 31/10/2017 | 1997-10-24 | CIG (Commonwealth Industrial Gases) | Australia | 1982-01-01 | CIG (Commonwealth Industrial Gases) | AS 1777 | SCUBA | 22.4MPA | 34.5MPA | 11.35L | Not available | Not available | Not applicable | Not available | Not applicable | Not available | Not applicable | E1510 |  |  | Not recorded | Not applicable | Must not be filled or tested.
Special Gas Cylinders | LAB1470SP | 1997-10-28 | Catalina Cylinders | USA | 1994-08-01 | Arrowhead Industrial Services | TC 3ALM / DOT 3AL | SCUBA | 20.7MPA | 34.4MPA | 1.84L | Not available | Not available | Not applicable | Not available | Not applicable | 2.45KG | Not applicable | A200736 |  |  | Not recorded | Not applicable | No comment
Special Gas Cylinders | LAB1471SP | 1997-11-03 | Wolfedale Cylinders | Canada | 1986-07-01 | Warnock Hersey | CTC 4BA 240 | LPG | 1.7MPA | 3.3MPA | 18.7LB | Not available | Not available | Not applicable | Not available | Not applicable | 47.5LB | Not applicable | 229249E |  |  | Not recorded | Not applicable | No comment
Special Gas Cylinders | LAB1472SP | 1997-11-03 | Filipnas Electro | Phillipines | 1987-08-01 | Lloyds Register | AS 2469 | LPG | 1.65MPA | 3.3MPA | 7.22L | Not available | Not available | Not applicable | Not available | Not applicable | 4.42KG | Not applicable | 53026 |  |  | Not recorded | Not applicable | No comment
Special Gas Cylinders | LAB1473SP - WITHDRAWN 31/10/2017 | 1997-11-03 | Luxfer Gas Cylinders | USA | 1982-06-01 | Authorised Testing | CTC/DOT E 6498 3000 | SCUBA | 20.7MPA | 34.5MPA | 11.25L | Not available | Not available | Not applicable | Not available | Not applicable | Not available | Not applicable | P449715 |  |  | Not recorded | Not applicable | Must not be filled or tested.
Special Gas Cylinders | LAB1474SP | 1997-11-03 | Nihou Koatsu Gasu | Japan | 1985-08-01 | Bureau Veritas | ASB 114 | Carbon dioxide (CO2) | 16MPA | 25MPA | 69L | Not available | Not available | Not applicable | Not available | Not applicable | 83.4KG | Not applicable | 417DLI1779 |  |  | Not recorded | Not applicable | No comment
Special Gas Cylinders | LAB1475SP | 1997-11-03 | Nihou Koatsu Gasu | Japan | 1985-08-01 | Bureau Veritas | ASB 114 | Carbon dioxide (CO2) | 16MPA | 25MPA | 69.4L | Not available | Not available | Not applicable | Not available | Not applicable | 82.6KG | Not applicable | 408DLI1779 |  |  | Not recorded | Not applicable | No comment
Special Gas Cylinders | LAB1476SP | 1997-11-03 | Heiser | Austria | 1980-11-01 | Bureau Veritas | BS 5045/1/CM/S | SCUBA | 20.7MPA | 35.4MPA | 9.0L | Not available | Not available | Not applicable | Not available | Not applicable | 12.55KG | Not applicable | D85903V |  |  | Not recorded | Not applicable | No comment
Special Gas Cylinders | LAB1477SP | 1997-11-03 | Luxfer Gas Cylinders | UK | 1986-05-01 | Lloyds Register | BS 5045-3 | SCUBA | 23.2MPA | 34.8MPA | 10.0L | Not available | Not available | Not applicable | Not available | Not applicable | 13.45KG | Not applicable | P2521M3380A |  |  | Not recorded | Not applicable | No comment
Special Gas Cylinders | LAB1478SP | 1997-11-05 | Luxfer Gas Cylinders | USA | 1986-03-01 | Authorised Testing | CTC/DOT 3AL 3200 S92 | SCUBA | 22MPA | 37MPA | 12.52L | Not available | Not available | Not applicable | Not available | Not applicable | 16.92KG | Not applicable | US1610 |  |  | Not recorded | Not applicable | No comment
Special Gas Cylinders | LAB1479SP | 1997-11-05 | Wolfedale Cylinders | USA | 1986-06-01 | Warnock Hersey | CTC 4BA 240 | LPG | 1.7MPA | 3.3MPA | W/C47.5LB | Not available | Not available | Not applicable | Not available | Not applicable | 8.33KG | Not applicable | 158279E |  |  | Not recorded | Not applicable | No comment
Special Gas Cylinders | LAB1480SP | 1997-11-06 | Roth Mions | France | 1994-02-01 | Lloyds Register | BS 5045/1/CM/S | SCUBA | 23.2MPA | 34.8MPA | Not available | Not available | Not available | Not applicable | Not available | Not applicable | 18.1KG | Not applicable | 41081 |  |  | Not recorded | Not applicable | No comment
Special Gas Cylinders | LAB1481SP | 1997-11-06 | Not available | France | 1994-02-01 | Lloyds Register | BS 5045/1/CM/S | SCUBA | 23.2MPA | 34.8MPA | Not available | Not available | Not available | Not applicable | Not available | Not applicable | 18.4KG | Not applicable | 40659 |  |  | Not recorded | Not applicable | No comment
Special Gas Cylinders | LAB1482SP | 1997-11-07 | Heiser | Austria | 1983-11-01 | Vickers | BS 5045/1/CM/S | SCUBA | 22.8MPA | 37.9MPA | 12L | Not available | Not available | Not applicable | Not available | Not applicable | 14.9KG | Not applicable | 3K26025 |  |  | Not recorded | Not applicable | No comment
Special Gas Cylinders | LAB1483SP - WITHDRAWN 31/10/2017 | 1997-11-10 | Luxfer Gas Cylinders | USA | 1981-12-01 | Authorised Testing | CTC/DOT E 6498 2015 | Oxygen (O2) - Medical | 13.9MPA | 23.2MPA | Not available | Not available | Not available | Not applicable | Not available | Not applicable | 1.775KG | Not applicable | F33459 |  |  | Not recorded | Not applicable | Must not be filled or tested.
Special Gas Cylinders | LAB1484SP - WITHDRAWN 31/10/2017 | 1997-11-10 | Luxfer Gas Cylinders | USA | 1981-12-01 | Authorised Testing | CTC/DOT E 6498 2015 | Oxygen (O2) - Medical | 13.9MPA | 23.2MPA | Not available | Not available | Not available | Not applicable | Not available | Not applicable | 1.775KG | Not applicable | F33339 |  |  | Not recorded | Not applicable | Must not be filled or tested.
Special Gas Cylinders | LAB1485SP - WITHDRAWN 31/10/2017 | 1997-11-10 | Luxfer Gas Cylinders | USA | 1981-12-01 | Authorised Testing | CTC/DOT E 6498 2015 | Oxygen (O2) - Medical | 13.9MPA | 23.2MPA | Not available | Not available | Not available | Not applicable | Not available | Not applicable | 1.775KG | Not applicable | F33426 |  |  | Not recorded | Not applicable | Must not be filled or tested.
Special Gas Cylinders | LAB1486SP - WITHDRAWN 31/10/2017 | 1997-11-10 | Luxfer Gas Cylinders | USA | 1981-12-01 | Authorised Testing | CTC/DOT E 6498 2015 | Oxygen (O2) - Medical | 13.9MPA | 23.2MPA | Not available | Not available | Not available | Not applicable | Not available | Not applicable | 1.775KG | Not applicable | F33322 |  |  | Not recorded | Not applicable | Must not be filled or tested.
Special Gas Cylinders | LAB1487SP | 1997-11-17 | Faber | Italy | 1997-01-01 | Lloyds Register | BS 5045/1/CM/S | SCUBA | 23.2MPA | 34.8MPA | 7.0L | Not available | Not available | Not applicable | Not available | Not applicable | Not available | Not applicable | 082 & 099 |  |  | Not recorded | Not applicable | No comment
Special Gas Cylinders | LAB1488SP | 1997-11-17 | Luxfer Gas Cylinders | USA | 1992-08-01 | Authorised Testing | CTC/DOT 3AL 3000 S63 | SCUBA | 20.7MPA | 34.5MPA | Not available | Not available | Not available | Not applicable | Not available | Not applicable | Not available | Not applicable | PP40169 |  |  | Not recorded | Not applicable | No comment
Special Gas Cylinders | LAB1489SP | 1997-11-17 | Luxfer Gas Cylinders | USA | 1992-08-01 | Authorised Testing | CTC/DOT 3AL 3000 S63 | SCUBA | 20.7MPA | 34.5MPA | Not available | Not available | Not available | Not applicable | Not available | Not applicable | Not available | Not applicable | PP36522 |  |  | Not recorded | Not applicable | No comment
Special Gas Cylinders | LAB1490SP - WITHDRAWN 31/10/2017 | 1997-11-17 | CIG (Commonwealth Industrial Gases) | Australia | 1981-01-01 | CIG (Commonwealth Industrial Gases) | AS 1777 | SCUBA | 22.4MPA | 34.5MPA | 11.5L | Not available | Not available | Not applicable | Not available | Not applicable | Not available | Not applicable | C8078 &C8105 |  |  | Not recorded | Not applicable | Must not be filled or tested.
Special Gas Cylinders | LAB1491SP | 1997-11-17 | IWKA | Germany | 1985-09-01 | TUV (Technische Ueberwachungs Verein) | BS 5045/1/CM/S | SCUBA | 22.8MPA | 39.2MPA | 12L | Not available | Not available | Not applicable | Not available | Not applicable | 14.88KG | Not applicable | EB878 |  |  | Not recorded | Not applicable | No comment
Special Gas Cylinders | LAB1492SP | 1997-11-20 | Luxfer Gas Cylinders | USA | 1994-02-01 | Authorised Testing | DOT 3AL / TC 3ALM | Carbon dioxide (CO2) | 15 MPA | 25.4MPA | 21.5L | Not available | Not available | Not applicable | Not available | Not applicable | Not available | Not applicable | MM5931 MM5914 MM5924 |  |  | Not recorded | Not applicable | No comment
Special Gas Cylinders | LAB1493SP | 1997-11-20 | CTCO | USA | 1991-05-01 | Bureau Veritas | BS 5045/1/CM/S | SCUBA | 23.2MPA | 35MPA | 12.2L | Not available | Not available | Not applicable | Not available | Not applicable | Not available | Not applicable | 1949832 |  |  | Not recorded | Not applicable | No comment
Special Gas Cylinders | LAB1494SP | 1997-11-20 | IWKA | Germany | 1980-09-01 | TUV (Technische Ueberwachungs Verein) | BS 5045/1/CM/S | SCUBA | 20.7MPA | 35MPA | 12L | Not available | Not available | Not applicable | Not available | Not applicable | Not available | Not applicable | 857EA1347 |  |  | Not recorded | Not applicable | No comment
Special Gas Cylinders | LAB1495SP | 1997-12-01 | Luxfer Gas Cylinders | UK | 1982-08-01 | Lloyds Register | HOAL 3 | SCUBA | 20.7MPA | 34.1MPA | 10.0L | Not available | Not available | Not applicable | Not available | Not applicable | Not available | Not applicable | PR4324254 |  |  | Not recorded | Not applicable | No comment
Special Gas Cylinders | LAB1496SP | 1997-12-02 | Faber | Italy | 1994-10-01 | Lloyds Register | BS 5045/1/CM/S | SCUBA | 23.2MPA | 35MPA | 3.0L | Not available | Not available | Not applicable | Not available | Not applicable | Not available | Not applicable | 70 |  |  | Not recorded | Not applicable | No comment
Special Gas Cylinders | LAB1497SP | 1997-12-02 | CTCO | USA | 1991-01-01 | Lloyds Register | BS 5045/1/CM/S | SCUBA | 23.2MPA | 35MPA | 12.2L | Not available | Not available | Not applicable | Not available | Not applicable | Not available | Not applicable | 2740118 |  |  | Not recorded | Not applicable | No comment
Special Gas Cylinders | LAB1498SP | 1997-12-03 | Nihou Koatsu Gasu | Japan | 1992-01-01 | TH Cochrane Laboratories | DOT 3AA 2300 | Carbon dioxide (CO2) | 16MPA | 26.5MPA | 67.6L | Not available | Not available | Not applicable | Not available | Not applicable | Not available | Not applicable | KF20609AA |  |  | Not recorded | Not applicable | No comment
Special Gas Cylinders | LAB1499SP | 1997-12-03 | Catalina Cylinders | USA | 1001-01-01 | Arrowhead Industrial Services | TC 3ALM / DOT 3AL | SCUBA | 20.7MPA | 34MPA | Not available | Not available | Not available | Not applicable | Not available | Not applicable | Not available | Not applicable | BJ0185 BJ01964 BJ01870 BJ02209 |  |  | Not recorded | Not applicable | No comment
Special Gas Cylinders | LAB5001SP | 1997-12-10 | ICEM Merloni | Italy | 1985-05-01 | Bureau Veritas | AS 2469 | LPG | 1.7MPA | 3.3MPA | 10.8L | Not available | Not available | Not applicable | Not available | Not applicable | Not available | Not applicable | 66148 |  |  | Not recorded | Not applicable | No comment
Special Gas Cylinders | LAB5002SP | 1997-12-10 | Faber | Italy | 1995-11-01 | Arrowhead Industrial Services | TC 3ALM / DOT 3AA | SCUBA | 27.6MPA | 16.6MPA | Not available | Not available | Not available | Not applicable | Not available | Not applicable | Not available | Not applicable | M330395/9095/151 |  |  | Not recorded | Not applicable | No comment
Special Gas Cylinders | LAB5003SP | 1997-12-12 | PCI | Thailand | 1996-04-01 | SGS | AS 2469 | LPG | 1.65MPA | 3.3MPA | 4.8L | Not available | Not available | Not applicable | Not available | Not applicable | Not available | Not applicable | 5104 |  |  | Not recorded | Not applicable | No comment
Special Gas Cylinders | LAB5004SP | 1997-12-16 | Catalina Cylinders | USA | 1994-08-01 | Arrowhead Industrial Services | TC 3ALM / DOT 3AL | SCUBA | 20.7MPA | 34.4MPA | 1.84L | Not available | Not available | Not applicable | Not available | Not applicable | Not available | Not applicable | AZ00752 |  |  | Not recorded | Not applicable | No comment
Special Gas Cylinders | LAB5005SP | 1997-12-16 | PCI | Thailand | 1991-08-01 | Rista | AS 2468: 1989 | LPG | Not available | 3.3MPA | 2.4L | Not available | Not available | Not applicable | Not available | Not applicable | Not available | Not applicable | 3102169 |  |  | Not recorded | Not applicable | No comment
Special Gas Cylinders | LAB5006SP | 1997-12-22 | Walter Kidde and Co | USA | 1985-09-01 | Arrowhead Industrial Services | CTC/DOT 3AL | SCUBA | 20.7MPA | 34.5MPA | 11.25L | Not available | Not available | Not applicable | Not available | Not applicable | Not available | Not applicable | 48866 51036 |  |  | Not recorded | Not applicable | No comment
Special Gas Cylinders | LAB5007SP - WITHDRAWN 31/10/2017 | 1997-12-22 | Luxfer Gas Cylinders | USA | 1981-01-01 | Authorised Testing | DOT E 6498 | Carbon dioxide (CO2) | 13.9MPA | 23.2MPA | 1.75L | Not available | Not available | Not applicable | Not available | Not applicable | Not available | Not applicable | F19754 |  |  | Not recorded | Not applicable | Must not be filled or tested.
Special Gas Cylinders | LAB5008SP | 1997-12-22 | Faber | Italy | 1991-06-01 | Lloyds Register | BS 5045/1/CM/S | SCUBA | 23.2MPA | 34.8MPA | 12.5L | Not available | Not available | Not applicable | Not available | Not applicable | Not available | Not applicable | 146 |  |  | Not recorded | Not applicable | No comment
Special Gas Cylinders | LAB5009SP | 1997-12-23 | PCI | Thailand | 1996-12-01 | SGS | AS 2470 | LPG | Not available | 3.3MPA | 21.6L | Not available | Not available | Not applicable | Not available | Not applicable | Not available | Not applicable | 81048 |  |  | Not recorded | Not applicable | No comment
Special Gas Cylinders | LAB5010SP | 1998-01-08 | Luxfer Gas Cylinders | UK | 1987-05-01 | Lloyds Register | BS 5045 | SCUBA | 23.2MPA | 34.8MPA | 10.4L | Not available | Not available | Not applicable | Not available | Not applicable | Not available | Not applicable | P2626M898A |  |  | Not recorded | Not applicable | No comment
Special Gas Cylinders | LAB5011SP | 1998-01-08 | Primus | Australia | 1988-10-01 | Statens Anlaggningsproving | AS 2468 | LPG | Not available | 3.3MPA | 7.95L | Not available | Not available | Not applicable | Not available | Not applicable | Not available | Not applicable | 19007 |  |  | Not recorded | Not applicable | No comment
Special Gas Cylinders | LAB5012SP | 1998-01-15 | Luxfer Gas Cylinders | UK | 1988-10-01 | Lloyds Register | BS 5045-3 | SCUBA | 23.2MPA | 34.8MPA | 10.4L | Not available | Not available | Not applicable | Not available | Not applicable | Not available | Not applicable | P2626M3627A |  |  | Not recorded | Not applicable | No comment
Special Gas Cylinders | LAB5013SP | 1998-01-15 | Heiser | Austria | 1985-05-01 | Bureau Veritas | BS 5045/1/CM/S | SCUBA | 22.8MPA | 37.9MPA | 15L | Not available | Not available | Not applicable | Not available | Not applicable | Not available | Not applicable | N6030 |  |  | Not recorded | Not applicable | No comment
Special Gas Cylinders | LAB5014SP | 1998-01-16 | Catalina Cylinders | USA | 1995-11-01 | Steigerwalt Association | DOT 3AL 3000 | SCUBA | 20.7MPA | 34.5MPA | Not available | Not available | Not available | Not applicable | Not available | Not applicable | 11.1KG | Not applicable | 544213M4007 |  |  | Not recorded | Not applicable | No comment
Special Gas Cylinders | LAB5015SP | 1998-01-20 | CIG (Commonwealth Industrial Gases) | Australia | 1992-11-01 | CIG (Commonwealth Industrial Gases) | AS 1777 | SCUBA | 21.4 MPA | 32.4MPA | 2.74L | Not available | Not available | Not applicable | Not available | Not applicable | Not available | Not applicable | LB5114 |  |  | Not recorded | Not applicable | No comment
Special Gas Cylinders | LAB5016SP | 1998-01-20 | Luxfer Gas Cylinders | USA | 1996-08-01 | Arrowhead Industrial Services | DOT 3AL | SCUBA | Not available | 34.5MPA | 3.9L | Not available | Not available | Not applicable | Not available | Not applicable | Not available | Not applicable | UU108 (10Cylinders) |  |  | Not recorded | Not applicable | No comment
Special Gas Cylinders | LAB5017SP | 1998-01-22 | Companion | Australia | 1982-05-01 | Tubemakers of Australia | AS 2469 | LPG | Not available | 3.3MPA | 10.9L | Not available | Not available | Not applicable | Not available | Not applicable | Not available | Not applicable | 627 |  |  | Not recorded | Not applicable | No comment
Special Gas Cylinders | LAB5018SP | 1998-01-23 | Luxfer Gas Cylinders | UK | 1989-12-01 | Lloyds Register | BS 5045-3 | SCUBA | 23.2MPA | 34.8MPA | 9.2L | Not available | Not available | Not applicable | Not available | Not applicable | Not available | Not applicable | P2701M484A |  |  | Not recorded | Not applicable | No comment
Special Gas Cylinders | LAB5019SP | 1998-01-23 | Filipnas Electro | Phillipines | 1987-08-01 | Lloyds Register | AS 2469 | LPG | Not available | 3.3MPA | 7.2L | Not available | Not available | Not applicable | Not available | Not applicable | Not available | Not applicable | 51487 |  |  | Not recorded | Not applicable | No comment
Special Gas Cylinders | LAB5020SP | 1998-02-02 | IWKA | Germany | 1989-07-01 | TUV (Technische Ueberwachungs Verein) | BS 5045/1/CM/S | SCUBA | 23.2MPA | 34.8MPA | 12.0L | Not available | Not available | Not applicable | Not available | Not applicable | Not available | Not applicable | 3857EB2038 |  |  | Not recorded | Not applicable | No comment
Special Gas Cylinders | LAB5021SP | 1998-02-02 | Faber | Italy | 1995-11-01 | Arrowhead Industrial Services | DOT 3AA 2400 | SCUBA | 16.6MPA | 27.6MPA | 7.0L | Not available | Not available | Not applicable | Not available | Not applicable | Not available | Not applicable | M8303 |  |  | Not recorded | Not applicable | No comment
Special Gas Cylinders | LAB5022SP | 1998-02-04 | Luxfer Gas Cylinders | USA | 1983-09-01 | Authorised Testing | CTC/DOT 3AL | Oxygen (O2) | 13.9MPA | 23.3MPA | 2.9L | Not available | Not available | Not applicable | Not available | Not applicable | Not available | Not applicable | D67558 |  |  | Not recorded | Not applicable | No comment
Special Gas Cylinders | LAB5024SP - WITHDRAWN 31/10/2017 | 1998-02-10 | Luxfer Gas Cylinders | USA | 1981-12-01 | Authorised Testing | CTC/DOT E 6498 | Oxygen (O2) | 13.9MPA | 23.2MPA | 1.775L | Not available | Not available | Not applicable | Not available | Not applicable | Not available | Not applicable | F33018 F33079 F33355 F33390 F33337 |  |  | Not recorded | Not applicable | Must not be filled or tested.
Special Gas Cylinders | LAB5025SP | 1998-02-11 | Heiser | Austria | 1990-09-01 | Bureau Veritas | BS 5045/1/CM/S | SCUBA | 26MPA | 39MPA | 7.7L | Not available | Not available | Not applicable | Not available | Not applicable | Not available | Not applicable | 2889 |  |  | Not recorded | Not applicable | No comment
Special Gas Cylinders | LAB5026SP | 1998-02-11 | Roth Mions | France | 1994-12-01 | Lloyds Register | BS 5045/1/CM/S | SCUBA | 23.2MPA | 34.8MPA | 15.1L | Not available | Not available | Not applicable | Not available | Not applicable | Not available | Not applicable | 82027 |  |  | Not recorded | Not applicable | No comment
Special Gas Cylinders | LAB5027SP | 1998-02-11 | Luxfer Gas Cylinders | USA | 1983-09-01 | Authorised Testing | CTC/DOT 3AL 3000 | SCUBA | 20.7MPA | 34.5MPA | 11.46L | Not available | Not available | Not applicable | Not available | Not applicable | Not available | Not applicable | P79280 |  |  | Not recorded | Not applicable | No comment
Special Gas Cylinders | LAB5028SP | 1998-02-11 | Heiser | Austria | 1997-03-01 | Vickers | BS 5045/1/CM/S | SCUBA | 23.3MPA | 34.8MPA | 10.0L | Not available | Not available | Not applicable | Not available | Not applicable | Not available | Not applicable | P54861 |  |  | Not recorded | Not applicable | No comment
Special Gas Cylinders | LAB5029SP | 1998-02-11 | IWKA | Germany | 1988-07-01 | TUV (Technische Ueberwachungs Verein) | BS 5045/1/CM/S | SCUBA | 23.2MPA | 34.8MPA | 12.0L | Not available | Not available | Not applicable | Not available | Not applicable | Not available | Not applicable | 3857 |  |  | Not recorded | Not applicable | No comment
Special Gas Cylinders | LAB5030SP | 1998-02-13 | Luxfer Gas Cylinders | USA | 1990-05-01 | Authorised Testing | CTC/DOT 3AL | SCUBA | 20.7MPA | 34.5MPA | 11.43L | Not available | Not available | Not applicable | Not available | Not applicable | Not available | Not applicable | UU15825 UU15851 |  |  | Not recorded | Not applicable | No comment
Special Gas Cylinders | LAB5031SP | 1998-02-13 | Filgas | Phillipines | 1989-04-01 | Lloyds Register | AS 2469 | LPG | Not available | 3.3MPA | 10.74L | Not available | Not available | Not applicable | Not available | Not applicable | Not available | Not applicable | 90954 |  |  | Not recorded | Not applicable | No comment
Special Gas Cylinders | LAB5032SP | 1998-02-18 | Catalina Cylinders | USA | 1996-05-01 | Arrowhead Industrial Services | DOT 3AL 3000 | SCUBA | 20.7MPA | 34.4MPA | 1.84L | Not available | Not available | Not applicable | Not available | Not applicable | Not available | Not applicable | AZ01790 AZ01996 |  |  | Not recorded | Not applicable | No comment
Special Gas Cylinders | LAB5033SP | 1998-02-19 | Wolfedale Cylinders | Canada | 1001-01-01 | Warnock Hersey | TC 4BAM17 | LPG | Not available | 3.44MPA | 21.6L | Not available | Not available | Not applicable | Not available | Not applicable | 8.38KG | Not applicable | SNK050500 SNK288784 |  |  | Not recorded | Not applicable | No comment
Special Gas Cylinders | LAB5034SP | 1998-02-19 | Catalina Cylinders | USA | 1990-02-01 | Bureau Veritas | BS 5045/1/CM/S | SCUBA | 26MPA | 59MPA | 7.7L | Not available | Not available | Not applicable | Not available | Not applicable | 10.9KG | Not applicable | T68515 |  |  | Not recorded | Not applicable | No comment
Special Gas Cylinders | LAB5035SP | 1998-02-20 | Faber | Italy | 1990-04-01 | Lloyds Register | BS 5045/1/CM/S | SCUBA | 23.2MPA | 34.8MPA | Not available | Not available | Not available | Not applicable | Not available | Not applicable | 13.2KG | Not applicable | 90/9578 90/9586 |  |  | Not recorded | Not applicable | No comment
Special Gas Cylinders | LAB5036SP | 1998-02-24 | Chesterfield Special Cylinders | UK | 1983-07-01 | Lloyds Register | BS 5045/1/CM/S | Nitrogen (N2) | 20.3MPA | 35.1MPA | Not available | Not available | Not available | Not applicable | Not available | Not applicable | 67.3-72.1KG | Not applicable | 29678-50 |  |  | Not recorded | Not applicable | Chesterfield Tube Co. from Aug 2004 is known as Chesterfield Special Cylinders.
Special Gas Cylinders | LAB5037SP | 1998-02-24 | Luxfer Gas Cylinders | USA | 1988-08-01 | Authorised Testing | DOT/CTC 3AL 3000 | SCUBA | 20.63MPA | 34.47MPA | 7.04L | Not available | Not available | Not applicable | Not available | Not applicable | 9.673KG | Not applicable | R22902 |  |  | Not recorded | Not applicable | No comment
Special Gas Cylinders | LAB5038SP | 1998-02-24 | Luxfer Gas Cylinders | UK | 1987-11-01 | Lloyds Register | BS 5045-3 | SCUBA | 23.2MPA | 34.8MPA | 10.4L | Not available | Not available | Not applicable | Not available | Not applicable | 13.9KG | Not applicable | 1986A |  |  | Not recorded | Not applicable | No comment
Special Gas Cylinders | LAB5039SP | 1998-02-25 | Luxfer Gas Cylinders | UK | 1989-02-01 | Lloyds Register | BS 5045-3 | SCUBA | 23.2MPA | 34.8MPA | 12.2L | Not available | Not available | Not applicable | Not available | Not applicable | 16.45KG | Not applicable | 2837A |  |  | Not recorded | Not applicable | No comment
Special Gas Cylinders | LAB5040SP | 1998-02-27 | Tubermakers | Australia | 1982-11-01 | Tubemakers of Australia | ASB 114 | SCUBA | 17.24MPA | 26.8MPA | 13.5L | Not available | Not available | Not applicable | Not available | Not applicable | 15.6KG | Not applicable | HMX0176 |  |  | Not recorded | Not applicable | No comment
Special Gas Cylinders | LAB5041SP | 1998-02-27 | Luxfer Gas Cylinders | USA | 1987-04-01 | Arrowhead Industrial Services | CTC/DOT 3AL | SCUBA | 20.7MPA | 34.5MPA | 4.3L | Not available | Not available | Not applicable | Not available | Not applicable | 5.3KG | Not applicable | UU01004 |  |  | Not recorded | Not applicable | No comment
Special Gas Cylinders | LAB5042SP | 1998-03-02 | Luxfer Gas Cylinders | USA | 1986-06-01 | Authorised Testing | DOT 3AL-S67 | SCUBA | 20.7MPA | 34.5MPA | 9.49L | Not available | Not available | Not applicable | Not available | Not applicable | 14.01KG | Not applicable | UR3069 |  |  | Not recorded | Not applicable | No comment
Special Gas Cylinders | LAB5043SP | 1998-03-02 | Faber | Italy | 1991-05-01 | Lloyds Register | BS 5045/1/CM/S | SCUBA | 23.5MPA | 35.3MPA | 3.0L | Not available | Not available | Not applicable | Not available | Not applicable | 3.5KG | Not applicable | 9506/186 |  |  | Not recorded | Not applicable | No comment
Special Gas Cylinders | LAB5044SP | 1998-03-09 | Catalina Cylinders | USA | 1997-06-01 | Arrowhead Industrial Services | DOT 3AL 2216 | Oxygen (O2) | 15.5MPA | 25.9MPA | 1.05L | Not available | Not available | Not applicable | Not available | Not applicable | 1.05 kg | Not applicable | 805H |  |  | Not recorded | Not applicable | No comment
Special Gas Cylinders | LAB5045SP | 1998-03-09 | Walter Kidde and Co | USA | 1985-07-01 | Arrowhead Industrial Services | CTC/DOT 3AL | SCUBA | 20.7MPA | 34.4MPA | 11.3L | Not available | Not available | Not applicable | Not available | Not applicable | 14.4KG | Not applicable | 17969 |  |  | Not recorded | Not applicable | No comment
Special Gas Cylinders | LAB5046SP | 1998-03-09 | Luxfer Gas Cylinders | UK | 1989-09-01 | Lloyds Register | BS 5045-3 | SCUBA | 23.2MPA | 34.8MPA | 10.4L | Not available | Not available | Not applicable | Not available | Not applicable | 13.8KG | Not applicable | P2700M1183A |  |  | Not recorded | Not applicable | No comment
Special Gas Cylinders | LAB5047SP | 1998-03-10 | Luxfer Gas Cylinders | USA | 1983-09-01 | Authorised Testing | CTC/DOT 3AL S50 | SCUBA | 20.7MPA | 34.4MPA | 7.0L | Not available | Not available | Not applicable | Not available | Not applicable | 9.5KG | Not applicable | R6186 |  |  | Not recorded | Not applicable | No comment
Special Gas Cylinders | LAB5048SP | 1998-03-13 | Dae Jung | Korea | 1987-10-01 | Bureau Veritas | AS 2469 | LPG | Not available | 3.3MPA | 10.7L | Not available | Not available | Not applicable | Not available | Not applicable | 5.67KG | Not applicable | 21823 |  |  | Not recorded | Not applicable | No comment
Special Gas Cylinders | LAB5049SP | 1998-03-13 | Luxfer Gas Cylinders | UK | 1981-07-01 | Unknown | HOAL 3 | SCUBA | 20.7MPA | 34.1MPA | 12.0L | Not available | Not available | Not applicable | Not available | Not applicable | 15.35KG | Not applicable | P22581765 |  |  | Not recorded | Not applicable | No comment
Special Gas Cylinders | LAB5050SP - WITHDRAWN 31/10/2017 | 1998-03-18 | CIG (Commonwealth Industrial Gases) | Australia | 1990-12-01 | Lloyds Register | AS 1777 | SCUBA | 24MPA | 36MPA | 8.0L | Not available | Not available | Not applicable | Not available | Not applicable | 11.7KG | Not applicable | SA9351 |  |  | Not recorded | Not applicable | Must not be filled or tested.
Special Gas Cylinders | LAB5051SP | 1998-03-23 | Dae Jung | Korea | 1988-09-01 | Bureau Veritas | AS 2470 | LPG | 1.65MPA | 3.3MPA | 21.4L | Not available | Not available | Not applicable | Not available | Not applicable | 9.74KG | Not applicable | 19984 |  |  | Not recorded | Not applicable | No comment
Special Gas Cylinders | LAB5052SP | 1998-03-24 | Walter Kidde and Co | USA | 1988-11-01 | Arrowhead Industrial Services | CTC/DOT 3AL | SCUBA | 3000PSI | 5000PSI | Not available | Not available | Not available | Not applicable | Not available | Not applicable | Not available | Not applicable | 93019 |  |  | Not recorded | Not applicable | No comment
Special Gas Cylinders | LAB5053SP | 1998-03-24 | Walter Kidde and Co | USA | 1986-06-01 | Arrowhead Industrial Services | CTC/DOT 3AL | SCUBA | 20.7MPA | 34.4MPA | 9.5L | Not available | Not available | Not applicable | Not available | Not applicable | 13.5KG | Not applicable | 65902 |  |  | Not recorded | Not applicable | No comment
Special Gas Cylinders | LAB5054SP | 1998-03-27 | Luxfer Gas Cylinders | UK | 1981-06-01 | National Vulcan | HOAL 3 | SCUBA | 20.7MPA | 34.1MPA | 12.0L | Not available | Not available | Not applicable | Not available | Not applicable | 15.4KG | Not applicable | P22583 |  |  | Not recorded | Not applicable | No comment
Special Gas Cylinders | LAB5055SP | 1998-03-31 | Primus | Australia | 1994-10-01 | Statens Anlaggningsproving | AS 2468 | LPG | Not available | 3.3MPA | 3.0L | Not available | Not available | Not applicable | Not available | Not applicable | 2.68KG | Not applicable | 000230 1870 |  |  | Not recorded | Not applicable | No comment
Special Gas Cylinders | LAB5056SP | 1998-04-02 | Luxfer Gas Cylinders | UK | 1996-01-01 | Lloyds Register | BS 5045 | SCUBA | 23.2MPA | 35MPA | 3.0L | Not available | Not available | Not applicable | Not available | Not applicable | Not available | Not applicable | P3013M C72562 |  |  | Not recorded | Not applicable | No comment
Special Gas Cylinders | LAB5057SP | 1998-04-02 | Faber | Italy | 1987-03-01 | Arrowhead Industrial Services | DOT 3AA | SCUBA | 23.2MPA | 34.5MPA | 3.0L | Not available | Not available | Not applicable | Not available | Not applicable | 3.71KG | Not applicable | 87/9014/093 |  |  | Not recorded | Not applicable | No comment
Special Gas Cylinders | LAB5058SP | 1998-04-06 | Dae Jung | Korea | 1988-01-01 | Bureau Veritas | AS 2470 | LPG | 1.7MPA | 3.3MPA | 21.4L | Not available | Not available | Not applicable | Not available | Not applicable | 9.62KG | Not applicable | 69037 |  |  | Not recorded | Not applicable | No comment
Special Gas Cylinders | LAB5059SP | 1998-04-15 | Rheem | UK | 1981-05-01 | Lloyds Register | ASB 239 | Fire Extinguishant: D/P Fire Extinguisher | 1.62MPA | 3.6MPA | 108L | Not available | Not available | Not applicable | Not available | Not applicable | 36.4KG | Not applicable | 644300 |  |  | Not recorded | Not applicable | No comment
Special Gas Cylinders | LAB5060SP | 1998-04-15 | Faber | Italy | 1995-05-01 | Lloyds Register | BS 5045/1/CM/S | SCUBA | 23.3MPA | 34.8MPA | 12.2L | Not available | Not available | Not applicable | Not available | Not applicable | 14.4KG | Not applicable | 95/9543/073 |  |  | Not recorded | Not applicable | No comment
Special Gas Cylinders | LAB5061SP | 1998-04-15 | Catalina Cylinders | USA | 1995-01-01 | Arrowhead Industrial Services | DOT 3AL / TC 3ALM | SCUBA | 20.7MPA | 34.5MPA | 890ML | Not available | Not available | Not applicable | Not available | Not applicable | 1.2KG | Not applicable | BV00359M4002 |  |  | Not recorded | Not applicable | No comment
Special Gas Cylinders | LAB5062SP | 1998-04-17 | Luxfer Gas Cylinders | USA | 1997-11-01 | Arrowhead Industrial Services | DOT 3AL / TC 3ALM | Oxygen (O2) | 15.3MPA | 25.5MPA | 4.02L | Not available | Not available | Not applicable | Not available | Not applicable | 3.96KG | Not applicable | HH24104 HH24042 HH23965 |  |  | Not recorded | Not applicable | No comment
Special Gas Cylinders | LAB5063SP | 1998-04-17 | Luxfer Gas Cylinders | USA | 1991-02-01 | Authorised Testing | CTC/DOT 3AL 3000 | Air | 20.7MPA | 34.5MPA | 1.91L | Not available | Not available | Not applicable | Not available | Not applicable | 2.64KG | Not applicable | NN23892 |  |  | Not recorded | Not applicable | No comment
Special Gas Cylinders | LAB5064SP | 1998-04-23 | Luxfer Gas Cylinders | UK | 1981-03-01 | National Vulcan | HOAL 3 | SCUBA | 20.7MPA | 34.1MPA | 12L | Not available | Not available | Not applicable | Not available | Not applicable | 15.2KG | Not applicable | P2258J |  |  | Not recorded | Not applicable | No comment
Special Gas Cylinders | LAB5065SP | 1998-04-23 | Roth Mions | France | 1997-01-01 | Lloyds Register | BS 5045/1/CM/S | SCUBA | 23.2MPA | 34.8MPA | 15.1L | Not available | Not available | Not applicable | Not available | Not applicable | 18.3KG | Not applicable | 3708P94 |  |  | Not recorded | Not applicable | No comment
Special Gas Cylinders | LAB5066SP | 1998-04-28 | Catalina Cylinders | USA | 1995-10-01 | Arrowhead Industrial Services | DOT 3AL 3500 | SCUBA | 24.2MPA | 40.2MPA | 11.9L | Not available | Not available | Not applicable | Not available | Not applicable | 17.4KG | Not applicable | 4465P95 |  |  | Not recorded | Not applicable | No comment
Special Gas Cylinders | LAB5067SP | 1998-04-28 | Luxfer Gas Cylinders | USA | 1997-08-01 | Arrowhead Industrial Services | DOT 3AL / TC 3ALM | Oxygen (O2) - Medical | Not available | 23.1MPA | Not available | Not available | Not available | Not applicable | Not available | Not applicable | 2.5KG | Not applicable | 0279271 217376 279282 279293 278851 |  |  | Not recorded | Not applicable | No comment
Special Gas Cylinders | LAB5068SP | 1998-05-05 | PST | USA | 1980-07-01 | Unknown | DOT 3AA | Oxygen (O2) | 12.4MPA | 20.7MPA | 2.4L | Not available | Not available | Not applicable | Not available | Not applicable | 2.2KG | Not applicable | 10334X |  |  | Not recorded | Not applicable | No comment
Special Gas Cylinders | LAB5069SP | 1998-05-05 | Mannesmann | Germany | 1995-05-01 | TUV (Technische Ueberwachungs Verein) | BS 5045/1/CM/S | SCUBA | 23MPA | 34.5MPA | 12.0L | Not available | Not available | Not applicable | Not available | Not applicable | 14.54KG | Not applicable | 1860E8607 |  |  | Not recorded | Not applicable | No comment
Special Gas Cylinders | LAB5070SP | 1998-05-18 | Filgas | Phillipines | 1987-12-01 | Lloyds Register | AS 2470 | LPG | 1.7MPA | 3.3MPA | 21.44L | Not available | Not available | Not applicable | Not available | Not applicable | 9.66KG | Not applicable | 35290 |  |  | Not recorded | Not applicable | No comment
Special Gas Cylinders | LAB5071SP | 1998-06-04 | Taylor Wharton Co. | USA | 1987-01-01 | Professional Service Industries Inc | DOT 3AA | Nitrogen (N2) | 13.8MPA | 23.1MPA | 43.7L | Not available | Not available | Not applicable | Not available | Not applicable | 51.6KG | Not applicable | 438027 |  |  | Not recorded | Not applicable | No comment
Special Gas Cylinders | LAB5072SP | 1998-06-04 | Luxfer Gas Cylinders | UK | 1986-06-01 | Lloyds Register | BS 5045 | SCUBA | 23.2MPA | 34.8MPA | 10.0L | Not available | Not available | Not applicable | Not available | Not applicable | 13.4KG | Not applicable | P2521M3707A |  |  | Not recorded | Not applicable | No comment
Special Gas Cylinders | LAB5073SP | 1998-06-04 | Luxfer Gas Cylinders | UK | 1987-01-01 | Lloyds Register | BS 5045 | SCUBA | 23.2MPA | 34.8MPA | 2.0L | Not available | Not available | Not applicable | Not available | Not applicable | 2.95KG | Not applicable | P2628M45A |  |  | Not recorded | Not applicable | No comment
Special Gas Cylinders | LAB5074SP | 1998-06-04 | Luxfer Gas Cylinders | UK | 1995-02-01 | Lloyds Register | BS 5045-3 | SCUBA | 23.2MPA | 34.8MPA | 10.4L | Not available | Not available | Not applicable | Not available | Not applicable | 13.6KG | Not applicable | P2987M/AO345 |  |  | Not recorded | Not applicable | No comment
Special Gas Cylinders | LAB5075SP | 1998-06-04 | Luxfer Gas Cylinders | USA | 1001-01-01 | Authorised Testing | CTC/DOT 3AL 3000 | SCUBA | Not available | Not available | Not available | Not available | Not available | Not applicable | Not available | Not applicable | Not available | Not applicable | UU7266 UU7471 |  |  | Not recorded | Not applicable | No comment
Special Gas Cylinders | LAB5076SP | 1998-06-04 | Mannesmann | Germany | 1995-11-01 | TUV (Technische Ueberwachungs Verein) | BS 5045/1/CM/S | Breathing Apparatus | 20MPA | 30.9MPA | 2.0L | Not available | Not available | Not applicable | Not available | Not applicable | 2.42KG | Not applicable | 12294EB2412 |  |  | Not recorded | Not applicable | No comment
Special Gas Cylinders | LAB5077SP | 1998-06-04 | Catalina Cylinders | USA | 1001-01-01 | Steigerwalt Association | DOT 3AL 3000 | SCUBA | 20.7MPA | 34.5MPA | 11.1L | Not available | Not available | Not applicable | Not available | Not applicable | 14.4KG | Not applicable | 74347M4002 |  |  | Not recorded | Not applicable | No comment
Special Gas Cylinders | LAB5078SP | 1998-06-16 | Dae Jung | Korea | 1001-01-01 | Bureau Veritas | AS 2470 | LPG | Not available | 3.3MPA | 21.4L | Not available | Not available | Not applicable | Not available | Not applicable | 9.42KG | Not applicable | 3617 |  |  | Not recorded | Not applicable | No comment
Special Gas Cylinders | LAB5079SP | 1998-06-23 | PCI | Thailand | 1981-11-01 | TISTR (Thailand Institute of Scientific and Technological Research) | ASB 239 | LPG | Not available | 3.3MPA | 22.4L | Not available | Not available | Not applicable | Not available | Not applicable | 10.11KG | Not applicable | 95892 |  |  | Not recorded | Not applicable | No comment
Special Gas Cylinders | LAB5080SP | 1998-06-29 | Hume | Singapore | 1983-09-01 | SGS | AS 2470 | LPG | Not available | 3.3MPA | 22.0L | Not available | Not available | Not applicable | Not available | Not applicable | 12.2KG | Not applicable | T17557 |  |  | Not recorded | Not applicable | No comment
Special Gas Cylinders | LAB5081SP | 1998-06-29 | Catalina Cylinders | USA | 1994-02-01 | Arrowhead Industrial Services | DOT 3AL 3000 | SCUBA | 20.7MPA | 34.5MPA | 9.7L | Not available | Not available | Not applicable | Not available | Not applicable | 15KG | Not applicable | 454 |  |  | Not recorded | Not applicable | No comment
Special Gas Cylinders | LAB5082SP | 1998-07-01 | Luxfer Gas Cylinders | UK | 1984-11-01 | Lloyds Register | BS 5045 | SCUBA | 23MPA | 34.8MPA | 12.OL | Not available | Not available | Not applicable | Not available | Not applicable | 16.25KG | Not applicable | P2522J1026A |  |  | Not recorded | Not applicable | No comment
Special Gas Cylinders | LAB5083SP | 1998-07-02 | Filgas | Phillipines | 1988-06-01 | Lloyds Register | AS 2470 | LPG | Not available | 3.3MPA | 21.3L | Not available | Not available | Not applicable | Not available | Not applicable | 9.6KG | Not applicable | 74425 |  |  | Not recorded | Not applicable | No comment
Special Gas Cylinders | LAB5084SP | 1998-07-02 | Roth Mions | France | 1993-01-01 | Lloyds Register | BS 5045/1/CM/S | SCUBA | 23.2MPA | 34.8MPA | 12.2L | Not available | Not available | Not applicable | Not available | Not applicable | 14.5KG | Not applicable | 30466 |  |  | Not recorded | Not applicable | No comment
Special Gas Cylinders | LAB5085SP | 1998-07-10 | Luxfer Gas Cylinders | UK | 1996-01-01 | Lloyds Register | BS 5045 | SCUBA | 23.2MPA | 34.8MPA | 3.0L | Not available | Not available | Not applicable | Not available | Not applicable | 3.8KG | Not applicable | P30/3M/A1648 |  |  | Not recorded | Not applicable | No comment
Special Gas Cylinders | LAB5086SP | 1998-07-13 | Filipnas Electro | Phillipines | 1988-06-01 | Lloyds Register | AS 2470 | LPG | 1.7MPA | 3.3MPA | 21.3L | Not available | Not available | Not applicable | Not available | Not applicable | 9.66KG | Not applicable | 74714 |  |  | Not recorded | Not applicable | No comment
Special Gas Cylinders | LAB5087SP | 1998-07-13 | Channells | Australia | 1987-12-01 | Channells | AS 2470 | LPG | 1.7MPA | 3.3MPA | 12.0L | Not available | Not available | Not applicable | Not available | Not applicable | 6.0KG | Not applicable | 4412P84 |  |  | Not recorded | Not applicable | No comment
Special Gas Cylinders | LAB5088SP | 1998-07-15 | Hume | Singapore | 1980-12-01 | SGS | ASB 239 | LPG | 1.7MPA | 3.3MPA | 11.9L | Not available | Not available | Not applicable | Not available | Not applicable | 22.0KG | Not applicable | W18603 |  |  | Not recorded | Not applicable | No comment
Special Gas Cylinders | LAB5089SP | 1998-07-16 | Luxfer Gas Cylinders | UK | 1981-05-01 | National Vulcan | HOAL 3 | SCUBA | 20.7MPA | 34.1MPA | 10.0L | Not available | Not available | Not applicable | Not available | Not applicable | 12.5KG | Not applicable | P22593583A |  |  | Not recorded | Not applicable | No comment
Special Gas Cylinders | LAB5090SP | 1998-07-16 | Hong Leong | Singapore | 1991-12-01 | SGS | AS 2469 | LPG | Not available | 3.3MPA | 10.9L | Not available | Not available | Not applicable | Not available | Not applicable | 6.12KG | Not applicable | WWB1230 |  |  | Not recorded | Not applicable | No comment
Special Gas Cylinders | LAB5091SP | 1998-07-20 | PCI | Thailand | 1994-12-01 | SGS | AS 2469 | LPG | Not available | 3.3MPA | 2.4L | Not available | Not available | Not applicable | Not available | Not applicable | 2.07KG | Not applicable | 12347 |  |  | Not recorded | Not applicable | No comment
Special Gas Cylinders | LAB5092SP | 1998-07-29 | Luxfer Gas Cylinders | UK | 1996-07-01 | BIE (British Inspection Engineers) | BS 5045-3 | SCUBA | 23.2MPA | 34.8MPA | 3.0L | Not available | Not available | Not applicable | Not available | Not applicable | 3.71KG | Not applicable | C72562 |  |  | Not recorded | Not applicable | No comment
Special Gas Cylinders | LAB5093SP | 1998-07-29 | Manchester Tank Company | USA | 1997-08-01 | Av Ox | AS 2469 | LPG | Not available | 3.3mPa | 9.5L | Not available | Not available | Not applicable | Not available | Not applicable | 5.27kg | Not applicable | 384302, 1402650, 50903 |  |  | Not recorded | Not applicable | No comment
Special Gas Cylinders | LAB5094SP | 1998-07-31 | PST | USA | 1982-01-01 | Authorised Testing | DOT 4BA 300 | Refrigerant | 2.06 MPA | 4.13MPA | 55.8L | Not available | Not available | Not applicable | Not available | Not applicable | 22.7KG | Not applicable | 140298 |  |  | Not recorded | Not applicable | No comment
Special Gas Cylinders | LAB5095SP | 1998-08-03 | Roth Mions | France | 1988-10-01 | Lloyds Register | BS 5045/1/CM/S | SCUBA | 23.2MPA | 38.6MPA | 12.0L | Not available | Not available | Not applicable | Not available | Not applicable | 15.0KG | Not applicable | 58592 |  |  | Not recorded | Not applicable | No comment
Special Gas Cylinders | LAB5096SP | 1998-08-07 | Filgas | Phillipines | 1988-01-01 | Lloyds Register | AS 2470 | LPG | Not available | 3.3MPA | 21.4L | Not available | Not available | Not applicable | Not available | Not applicable | 9.74KG | Not applicable | 74725 |  |  | Not recorded | Not applicable | No comment
Special Gas Cylinders | LAB5097SP | 1998-08-11 | Walter Kidde and Co | USA | 1988-01-01 | Arrowhead Industrial Services | DOT 3AL 3000 | SCUBA | 20.7MPA | 34.5MPA | 11.17L | Not available | Not available | Not applicable | Not available | Not applicable | 14.38KG | Not applicable | 90751 |  |  | Not recorded | Not applicable | No comment
Special Gas Cylinders | LAB5098SP | 1998-08-14 | Filgas | Phillipines | 1987-01-01 | Lloyds Register | AS 2469 | LPG | Not available | 3.3MPA | 10.86L | Not available | Not available | Not applicable | Not available | Not applicable | 6.23KG | Not applicable | 34301 |  |  | Not recorded | Not applicable | No comment
Special Gas Cylinders | LAB5099SP | 2002-02-25 | Hume | Singapore | 1981-05-01 | SGS | AS 3239 | LPG | Not available | 3.3MPA | 22.0L | Not available | Not available | Not applicable | Not available | Not applicable | 10.9KG | Not applicable | A22920 |  |  | Not recorded | Not applicable | No comment
Special Gas Cylinders | LAB5100SP | 1998-08-21 | Companion | Australia | 1983-01-01 | Tubemakers of Australia | AS 2468 | LPG | Not available | 3.3MPA | 5.0L | Not available | Not available | Not applicable | Not available | Not applicable | 3.87KG | Not applicable | AS2468 1336/8805 |  |  | Not recorded | Not applicable | No comment
Special Gas Cylinders | LAB5101SP | 1998-08-21 | Heiser | Austria | 1985-02-01 | Vickers | BS 5045/1/CM/S | SCUBA | 22.FMPA | 38MPA | 12L | Not available | Not available | Not applicable | Not available | Not applicable | 15.9KG | Not applicable | 68142 |  |  | Not recorded | Not applicable | No comment
Special Gas Cylinders | LAB5102SP | 1998-08-25 | Luxfer Gas Cylinders | UK | 1983-12-01 | Lloyds Register | HOAL 3 | SCUBA | 20.7MPA | 34.1MPA | Not available | Not available | Not available | Not applicable | Not available | Not applicable | 15L20.7KG | Not applicable | P2412J |  |  | Not recorded | Not applicable | No comment
Special Gas Cylinders | LAB5103SP | 1998-08-25 | Luxfer Gas Cylinders | UK | 1991-02-01 | Lloyds Register | BS 5045 | SCUBA | 23.2MPA | 34.8MPA | 12.2L | Not available | Not available | Not applicable | Not available | Not applicable | 16.4KG | Not applicable | P269M |  |  | Not recorded | Not applicable | No comment
Special Gas Cylinders | LAB5104SP | 1998-08-25 | Luxfer Gas Cylinders | USA | 1992-08-01 | Authorised Testing | CTC/DOT 3AL 3000 | SCUBA | 20.7MPA | 34.5MPA | 10.95L | Not available | Not available | Not applicable | Not available | Not applicable | 16.6KG | Not applicable | UV22161 |  |  | Not recorded | Not applicable | No comment
Special Gas Cylinders | LAB5105SP | 1998-08-27 | Luxfer Gas Cylinders | USA | 1992-06-01 | Authorised Testing | DOT 3AL 3000 | SCUBA | 20.7MPA | 34.5MPA | 9.12L | Not available | Not available | Not applicable | Not available | Not applicable | 12.9KG | Not applicable | PP38747 |  |  | Not recorded | Not applicable | No comment
Special Gas Cylinders | LAB5106SP | 1998-08-31 | Catalina Cylinders | USA | 1997-05-01 | Arrowhead Industrial Services | DOT 3AL 3000 | SCUBA | 20.66MPA | 34.47MPA | 11.1L | Not available | Not available | Not applicable | Not available | Not applicable | 14KG | Not applicable | AS137609 |  |  | Not recorded | Not applicable | No comment
Special Gas Cylinders | LAB5107SP | 1001-01-01 | Roth Mions | France | 1985-01-01 | Lloyds Register | BS 5045 | SCUBA | Not available | 38.6 MMPA | 9.95KG | Not available | Not available | Not applicable | Not available | Not applicable | 7.10L | Not applicable | 9813, 9828 |  |  | Not recorded | Not applicable | No comment
Special Gas Cylinders | LAB5109SP | 1998-09-11 | Luxfer Gas Cylinders | USA | 1992-09-01 | Authorised Testing | CTC/DOT 3AL 3000 | Oxygen (O2) | 13.9 MPA | 23.2MPA | Not available | Not available | Not available | Not applicable | Not available | Not applicable | 3.5KG | Not applicable | D551752 |  |  | Not recorded | Not applicable | No comment
Special Gas Cylinders | LAB5110SP | 1998-09-30 | Showa Koatsu | Japan | 1001-01-01 | Arrowhead Industrial Services | DOT 3AA | Air | 36.0MPA | 41.3MPA | 40.9L | Not available | Not available | Not applicable | Not available | Not applicable | 87.8KG | Not applicable | 233 138 237 210 122 260 126 |  |  | Not recorded | Not applicable | No comment
Special Gas Cylinders | LAB5111SP | 1998-10-05 | Rheem | Australia | 1001-01-01 | Lloyds Register | ASB 239 | LPG | Not available | Not available | Not available | Not available | Not available | Not applicable | Not available | Not applicable | 108 kg | Not applicable | Not available |  |  | Not recorded | Not applicable | No comment
Special Gas Cylinders | LAB5112SP | 1998-10-07 | Luxfer Gas Cylinders | USA | 1987-02-01 | Authorised Testing | CTC/DOT 3AL | SCUBA | 20.7MPA | 34.5MPA | 20L | Not available | Not available | Not applicable | Not available | Not applicable | 15.95KG | Not applicable | UV1793M 11 |  |  | Not recorded | Not applicable | No comment
Special Gas Cylinders | LAB5113SP | 1998-10-07 | Faber | Italy | 1001-01-01 | Lloyds Register | BS 5045/1/CM/S | SCUBA | 23.2MPA, (30.0MPA1996 MAKE) | 34.8MPA, (46.5MPA) | 10.0L | Not available | Not available | Not applicable | Not available | Not applicable | 11.0KG, 14.3KG | Not applicable | 9341/011 9341/054 96/9486/008 |  |  | Not recorded | Not applicable | No comment
Special Gas Cylinders | LAB5114SP | 1998-10-09 | Faber | Italy | 1995-11-01 | Lloyds Register | BS 5045/1/CM/S | SCUBA | 23.2MPA | 34.8MPA | 3.0L | Not available | Not available | Not applicable | Not available | Not applicable | 3.6KG | Not applicable | 95/9807/001 |  |  | Not recorded | Not applicable | No comment
Special Gas Cylinders | LAB5115SP | 1001-01-01 | Catalina Cylinders | USA | 1988-08-01 | Authorised Testing | CTC/DOT 3AL | SCUBA | 20.7MPA | 34.5MPA | 10.7L | Not available | Not available | Not applicable | Not available | Not applicable | 16.15KG | Not applicable | Not available |  |  | Not recorded | Not applicable | No comment
Special Gas Cylinders | LAB5117SP | 1998-10-12 | Catalina Cylinders | USA | 1988-02-01 | Authorised Testing | DOT 3AL 3300 | SCUBA | 22.8MPA | 37.9MPA | 11.45L | Not available | Not available | Not applicable | Not available | Not applicable | 16.10KG | Not applicable | A49726 |  |  | Not recorded | Not applicable | No comment
Special Gas Cylinders | LAB5118SP | 1998-10-14 | Luxfer Gas Cylinders | UK | 1987-10-01 | Lloyds Register | BS 5045-3 | SCUBA | 23.2MPA | 34.8MPA | 7.0L | Not available | Not available | Not applicable | Not available | Not applicable | 8.75KG | Not applicable | B2619M37A |  |  | Not recorded | Not applicable | No comment
Special Gas Cylinders | LAB5119SP | 1998-10-15 | Luxfer Gas Cylinders | USA | 1994-01-01 | Authorised Testing | DOT 3AL / TC 3ALM | SCUBA | 20.7MPA | 34.5MPA | Not available | Not available | Not available | Not applicable | Not available | Not applicable | Not available | Not applicable | P146204, P151934 |  |  | Not recorded | Not applicable | No comment
Special Gas Cylinders | LAB5120SP | 1998-10-15 | Luxfer Gas Cylinders | UK | 1988-01-01 | Lloyds Register | BS 5045-3 | SCUBA | 23.2MPA | 34.8MPA | 9.20L | Not available | Not available | Not applicable | Not available | Not applicable | 11.75KG | Not applicable | P2627M 1206A |  |  | Not recorded | Not applicable | No comment
Special Gas Cylinders | LAB5121SP | 1998-10-15 | Faber | Italy | 1992-10-01 | Lloyds Register | BS 5045/1/CM/S | SCUBA | 30MPA | 46.5MPA | 7.0L | Not available | Not available | Not applicable | Not available | Not applicable | 10.4KG | Not applicable | 92/9601/071 92/9601/021 |  |  | Not recorded | Not applicable | No comment
Special Gas Cylinders | LAB5122SP | 1998-10-15 | Luxfer Gas Cylinders | UK | 1992-01-01 | Lloyds Register | BS 5045-3 | SCUBA | 23.2MPA | 34.8MPA | 2.06L | Not available | Not available | Not applicable | Not available | Not applicable | 3KG | Not applicable | P2702M1020A |  |  | Not recorded | Not applicable | No comment
Special Gas Cylinders | LAB5123SP | 1998-10-15 | Faber | Italy | 1994-07-01 | Lloyds Register | BS 5045/1/CM/S | SCUBA | 30.0MPA | 46.5MPA | 12.0L | Not available | Not available | Not applicable | Not available | Not applicable | 16.9KG | Not applicable | 9700/031 9700/037 |  |  | Not recorded | Not applicable | No comment
Special Gas Cylinders | LAB5124SP | 1998-10-23 | Faber | Italy | 1994-02-01 | Lloyds Register | BS 5045/1/CM/S | SCUBA | 23.2MPA | 34.8MPA | 3.0L | Not available | Not available | Not applicable | Not available | Not applicable | 3.8KG | Not applicable | 94/9411/025 |  |  | Not recorded | Not applicable | No comment
Special Gas Cylinders | LAB5125SP | 1998-10-23 | IWKA | Germany | 1981-07-01 | TUV (Technische Ueberwachungs Verein) | BS 5045/1/CM/S | SCUBA | 20.7MPA | 35.3MPA | 11.92L | Not available | Not available | Not applicable | Not available | Not applicable | 14.60KG | Not applicable | 2857EA2151 |  |  | Not recorded | Not applicable | No comment
Special Gas Cylinders | LAB5126SP | 1998-10-23 | Luxfer Gas Cylinders | USA | 1989-01-01 | Authorised Testing | CTC/DOT 3AL 3000 | SCUBA | 20.7MPA | 34.5MPA | 11.15L | Not available | Not available | Not applicable | Not available | Not applicable | 16.0KG | Not applicable | UV259 |  |  | Not recorded | Not applicable | No comment
Special Gas Cylinders | LAB5127SP | 1998-10-29 | PCI | Thailand | 1989-02-01 | TISTR (Thailand Institute of Scientific and Technological Research) | AS 2470 | LPG | 1.7MPA | 3.3MPA | 22.0L | Not available | Not available | Not applicable | Not available | Not applicable | 10.2KG | Not applicable | 451 |  |  | Not recorded | Not applicable | No comment
Special Gas Cylinders | LAB5128SP | 1998-11-02 | Faber | Italy | 1993-02-01 | Lloyds Register | BS 5045/1/CM/S | SCUBA | 23.2MPA | 34.8MMPA | 30L | Not available | Not available | Not applicable | Not available | Not applicable | 37KG | Not applicable | 93/95381 |  |  | Not recorded | Not applicable | No comment
Special Gas Cylinders | LAB5129SP | 1998-11-04 | Luxfer Gas Cylinders | UK | 1995-04-01 | Lloyds Register | BS 5045-3 | SCUBA | 23.2MPA | 34.8MPA | 12.2L | Not available | Not available | Not applicable | Not available | Not applicable | 16.6KG | Not applicable | P2986M |  |  | Not recorded | Not applicable | No comment
Special Gas Cylinders | LAB5130SP | 1998-11-16 | Heiser | Austria | 1982-01-01 | National Vulcan | BS 5045/1/CM/S | SCUBA | 20.7MPA | 35.4MPA | 10.34L | Not available | Not available | Not applicable | Not available | Not applicable | Not available | Not applicable | C93283 |  |  | Not recorded | Not applicable | No comment
Special Gas Cylinders | LAB5131SP | 1998-11-09 | Chesterfield Special Cylinders | UK | 1985-01-01 | Lloyds Register | BS 5045 | Air | 24.8MPA | 46MPA | 40.3L | Not available | Not available | Not applicable | Not available | Not applicable | 76KG | Not applicable | 605-3424 605-3484 605-3490 605-3516 |  |  | Air Cascade | Not applicable | CTCO from Aug 2004 is known as Chesterfield Special Cylinders.
Special Gas Cylinders | LAB5132SP | 1998-11-09 | CIG (Commonwealth Industrial Gases) | Australia | 1996-09-01 | CIG (Commonwealth Industrial Gases) | AS 1777 | SCUBA | 24MPA | 36MPA | 15KG | Not available | Not available | Not applicable | Not available | Not applicable | 11.5KG | Not applicable | AS1777SF6281 |  |  | Not recorded | Not applicable | No comment
Special Gas Cylinders | LAB5133SP | 1998-11-11 | Luxfer Gas Cylinders | UK | 1987-03-01 | Lloyds Register | BS 5045 | SCUBA | 23.2MPA | 34.8MPA | 10L | Not available | Not available | Not applicable | Not available | Not applicable | 13.4KG | Not applicable | 82521M7714A |  |  | Not recorded | Not applicable | No comment
Special Gas Cylinders | LAB5133SP | 1998-11-11 | Luxfer Gas Cylinders | UK | 1986-06-01 | Lloyds Register | BS 5045 | SCUBA | 23.2MPA | 34.8MPA | 10.4L | Not available | Not available | Not applicable | Not available | Not applicable | 13.85KG | Not applicable | P262M10A |  |  | Not recorded | Not applicable | No comment
Special Gas Cylinders | LAB5134SP - WITHDRAWN 31/10/2017 | 1998-11-12 | Luxfer Gas Cylinders | USA | 1981-12-01 | Authorised Testing | CTC/DOT E 6498 2015 | Oxygen (O2) | 13.9MPA | 23.2MPA | 1.77L | Not available | Not available | Not applicable | Not available | Not applicable | 1.77KG | Not applicable | F33326 |  |  | Not recorded | Not applicable | Must not be filled or tested.
Special Gas Cylinders | LAB5135SP | 1998-11-18 | Dae Jung | Korea | 1983-11-01 | Bureau Veritas | AS 2470 | LPG | Not available | 3.3MMPA | 21.5L | Not available | Not available | Not applicable | Not available | Not applicable | 9.7KG | Not applicable | 2607 |  |  | Not recorded | Not applicable | No comment
Special Gas Cylinders | LAB5136SP | 1998-11-18 | PST | USA | 1982-02-01 | Tank Test Laboratories | DOT 4AA 480 | Ammonia (NH3) | Not available | 3309KPA | 126.1L | Not available | Not available | Not applicable | Not available | Not applicable | 73KG | Not applicable | 6618KPA |  |  | Not recorded | Not applicable | No comment
Special Gas Cylinders | LAB5137SP | 1998-11-20 | Unknown | USA | 1988-06-01 | Arrowhead Industrial Services | CTC/DOT 3AL 3000 | SCUBA | 20.7MPA | 34.5MPA | Not available | Not available | Not available | Not applicable | Not available | Not applicable | Not available | Not applicable | 89248 |  |  | Not recorded | Not applicable | No comment
Special Gas Cylinders | LAB5138SP | 1998-11-23 | PCI | Thailand | 1994-01-01 | SGS | AS 2469 | LPG | Not available | 3.3MPA | 9.53L | Not available | Not available | Not applicable | Not available | Not applicable | 5.6KG | Not applicable | 72754 |  |  | Not recorded | Not applicable | No comment
Special Gas Cylinders | LAB5139SP | 1998-11-23 | Catalina Cylinders | USA | 1997-04-01 | Arrowhead Industrial Services | DOT 3AL / TC 3ALM | SCUBA | 20.7MPA | 34.5MPA | Not available | Not available | Not available | Not applicable | Not available | Not applicable | Not available | Not applicable | A203707S13 |  |  | Not recorded | Not applicable | No comment
Special Gas Cylinders | LAB5140SP | 1998-11-25 | Catalina Cylinders | USA | 1992-12-01 | Arrowhead Industrial Services | CTC/DOT 3AL | SCUBA | 20.7MPA | 34.5MPA | Not available | Not available | Not available | Not applicable | Not available | Not applicable | Not available | Not applicable | S13231, S80S12642 |  |  | Not recorded | Not applicable | No comment
Special Gas Cylinders | LAB5141SP | 1998-11-25 | Luxfer Gas Cylinders | USA | 1994-02-01 | Authorised Testing | DOT 3AL 3000 / TC 3ALM | SCUBA | 20.7MPA | 34.5MPA | Not available | Not available | Not available | Not applicable | Not available | Not applicable | Not available | Not applicable | R1635 |  |  | Not recorded | Not applicable | No comment
Special Gas Cylinders | LAB5142SP | 1998-11-25 | Luxfer Gas Cylinders | USA | 1994-04-01 | Authorised Testing | DOT 3AL 3000 / TC 3ALM | SCUBA | 20.7MPA | 34.5MPA | Not available | Not available | Not available | Not applicable | Not available | Not applicable | Not available | Not applicable | AF1012 |  |  | Not recorded | Not applicable | No comment
Special Gas Cylinders | LAB5143SP | 1998-11-26 | Filgas | Phillipines | 1988-06-01 | Lloyds Register | AS 2470 | LPG | Not available | Not available | 21.52L | Not available | Not available | Not applicable | Not available | Not applicable | 9.76KG | Not applicable | 74687 |  |  | Not recorded | Not applicable | No comment
Special Gas Cylinders | LAB5144SP | 1998-11-27 | Filgas | Phillipines | 1988-06-01 | Lloyds Register | AS 2470 | LPG | Not available | Not available | 21.52L | Not available | Not available | Not applicable | Not available | Not applicable | 9.76KG | Not applicable | 74687 |  |  | Not recorded | Not applicable | No comment
Special Gas Cylinders | LAB5145SP | 1998-11-27 | Filgas | Phillipines | 1986-07-01 | Lloyds Register | AS 2469 | LPG | Not available | 3.3MPA | 4.78KG | Not available | Not available | Not applicable | Not available | Not applicable | 3.62KG | Not applicable | 41198 |  |  | Not recorded | Not applicable | No comment
Special Gas Cylinders | LAB5146SP | 1998-11-27 | Primus | Australia | 1982-08-01 | South Victoria | ASB 115 240 | LPG | Not available | 3.3MPA | 3.0L | Not available | Not available | Not applicable | Not available | Not applicable | 2.76KG | Not applicable | 952 |  |  | Approval Number: APP21835 | Not applicable | Not available
Special Gas Cylinders | LAB5147SP | 1998-11-30 | Asahi:Seisakusho | Japan | 1991-01-01 | Bureau Veritas | AS 2875 | Fire Extinguishant: Carbon dioxide (CO2) | Not available | 20.7MPA | WC5.20KG | Not available | Not available | Not applicable | Not available | Not applicable | 6.41KG | Not applicable | 64620 |  |  | Not recorded | Not applicable | No comment
Special Gas Cylinders | LAB5148SP | 1998-11-30 | Filipnas Electro | Phillipines | 1987-08-01 | Lloyds Register | AS 2469 | LPG | Not available | 3.3MPA | 3.04L | Not available | Not available | Not applicable | Not available | Not applicable | 2.86KG | Not applicable | 29508 |  |  | Not recorded | Not applicable | No comment
Special Gas Cylinders | LAB5149SP | 1998-12-07 | Channells | Australia | 1989-01-01 | Channells | AS 2470 | LPG | Not available | 3.3MPA | 12.0L | Not available | Not available | Not applicable | Not available | Not applicable | 6.0KG | Not applicable | 4412P84 |  |  | Not recorded | Not applicable | No comment
Special Gas Cylinders | LAB5150SP | 1998-12-09 | Companion | Australia | 1985-10-01 | South Victoria | AS 2468 | LPG | Not available | 3.3MPA | 7.95L | Not available | Not available | Not applicable | Not available | Not applicable | 4.61KG | Not applicable | 15838 |  |  | Approval Number: V492-83 | Not applicable | Not available
Special Gas Cylinders | LAB5151SP | 1998-12-09 | Mangels | Brazil | 1982-03-01 | Bureau Veritas | ASB 239 | LPG | Not available | 3.3MPA | 10.6L | Not available | Not available | Not applicable | Not available | Not applicable | 5.89KG | Not applicable | 27768 |  |  | Not recorded | Not applicable | No comment
Special Gas Cylinders | LAB5152SP | 1998-12-11 | Luxfer Gas Cylinders | UK | 1989-03-01 | Lloyds Register | BS 5045 | SCUBA | 23.2MPA | 34.8MPA | 10.4L | Not available | Not available | Not applicable | Not available | Not applicable | 13.7KG | Not applicable | Not available |  |  | Not recorded | Not applicable | No comment
Special Gas Cylinders | LAB5153SP | 1998-12-17 | PCI | Thailand | 1987-12-01 | TISTR (Thailand Institute of Scientific and Technological Research) | AS 2469 | LPG | Not available | 3.3MPA | 11.0L | Not available | Not available | Not applicable | Not available | Not applicable | 6.6KG | Not applicable | 43507 |  |  | Not recorded | Not applicable | No comment
Special Gas Cylinders | LAB5154SP | 1998-12-22 | Catalina Cylinders | USA | 1990-03-01 | Authorised Testing | DOT 3AL | SCUBA | 20.7 MPA | 34.5MPA | 10.45L | Not available | Not available | Not applicable | Not available | Not applicable | 15.15KG | Not applicable | D62468 |  |  | Not recorded | Not applicable | No comment
Special Gas Cylinders | LAB5155SP | 1998-12-22 | Rheem | Australia | 1981-08-01 | Lloyds Register | AS 3239 | LPG | Not available | 3.3MPA | 65.0L | Not available | Not available | Not applicable | Not available | Not applicable | 27.1KG | Not applicable | 923 |  |  | Not recorded | Not applicable | No comment
Special Gas Cylinders | LAB5156SP | 1998-12-22 | Faber | Italy | 1997-04-01 | Lloyds Register | BS 5045/1/CM/S | SCUBA | 23.2MPA | 34.8 MPA | 7.0L | Not available | Not available | Not applicable | Not available | Not applicable | 7.8KG | Not applicable | 19#9319 |  |  | Not recorded | Not applicable | No comment
Special Gas Cylinders | LAB5157SP | 1998-12-23 | Chesterfield Special Cylinders | UK | 1981-01-01 | Lloyds Register | BS 5045 | Air | Not available | 48.4MPA | 68.0L | Not available | Not available | Not applicable | Not available | Not applicable | 167.7KG | Not applicable | 9822221, 9822222 9822223 9822225 9822228 9822229 9822230 9822235 9822232 9822233 |  |  | Old LAB016 | Not applicable | CTCO from Aug 2004 is known as Chesterfield Special Cylinders.
Special Gas Cylinders | LAB5158SP | 1998-12-23 | CIG (Commonwealth Industrial Gases) | Australia | 1001-01-01 | CIG (Commonwealth Industrial Gases) | AS 1777 | Oxygen (O2) | 24MPA | 36MPA | 11.6L | Not available | Not available | Not applicable | Not available | Not applicable | 15.1KG | Not applicable | SF0864 |  |  | Not recorded | Not applicable | No comment
Special Gas Cylinders | LAB5159SP | 1998-12-24 | Companion | Australia | 1983-11-01 | Tubemakers of Australia | AS 2468 | LPG | Not available | 3.3MPA | 5.00L | Not available | Not available | Not applicable | Not available | Not applicable | 3.81KG | Not applicable | D483 |  |  | Not recorded | Not applicable | No comment
Special Gas Cylinders | LAB5160SP | 1999-01-05 | Hume | Singapore | 1980-06-01 | SGS | ASB 115 240 | LPG | Not available | 3.3MPA | 6.0L | Not available | Not available | Not applicable | Not available | Not applicable | 3.8KG | Not applicable | 2375 |  |  | Not recorded | Not applicable | No comment
Special Gas Cylinders | LAB5161SP | 1999-01-05 | Catalina Cylinders | USA | 1994-02-01 | Arrowhead Industrial Services | TC 3ALM / DOT 3AL | SCUBA | 20.7MPA | 34.5MPA | 7.90L | Not available | Not available | Not applicable | Not available | Not applicable | 11.1KG | Not applicable | AX00036 |  |  | Not recorded | Not applicable | No comment
Special Gas Cylinders | LAB5162SP | 1999-01-06 | Catalina Cylinders | USA | 1995-09-01 | Arrowhead Industrial Services | TC 3ALM / DOT 3AL | SCUBA | 24.5MPA | 40.2MPA | 11.8L | Not available | Not available | Not applicable | Not available | Not applicable | 17.75KG | Not applicable | CY00372 |  |  | Not recorded | Not applicable | No comment
Special Gas Cylinders | LAB5163SP | 1999-01-06 | PST | USA | 1981-02-01 | TH Cochrane Laboratories | DOT 3AA 3000 | Air | 20.7MPA | 34.5MPA | Not available | Not available | Not available | Not applicable | Not available | Not applicable | Not available | Not applicable | 69289 |  |  | Not recorded | Not applicable | No comment
Special Gas Cylinders | LAB5164SP | 1999-01-06 | Filgas | Phillipines | 1986-11-01 | Lloyds Register | AS 2469 | LPG | Not available | 3.3MPA | 7.22L | Not available | Not available | Not applicable | Not available | Not applicable | 4.42KG | Not applicable | 40197 |  |  | Not recorded | Not applicable | No comment
Special Gas Cylinders | LAB5165SP | 1999-01-06 | Luxfer Gas Cylinders | UK | 1001-01-01 | Lloyds Register | HOAL 3 | Air | 21MPA | 34.5MPA | 10.0L | Not available | Not available | Not applicable | Not available | Not applicable | 13.3KG | Not applicable | P2432J662A |  |  | Not recorded | Not applicable | No comment
Special Gas Cylinders | LAB5166SP | 1999-01-07 | IWKA | Germany | 1990-01-01 | TUV (Technische Ueberwachungs Verein) | BS 5045/1/CM/S | Air | 23.2MPA | 34.8MPA | 12.0L | Not available | Not available | Not applicable | Not available | Not applicable | 13.02KG | Not applicable | EB3860 |  |  | Not recorded | Not applicable | No comment
Special Gas Cylinders | LAB5167SP | 1999-01-08 | Luxfer Gas Cylinders | USA | 1994-06-01 | Arrowhead Industrial Services | TC 3ALM 207 / DOT3AL | SCUBA | 20.7MPA | 34.5MPA | 7.0L | Not available | Not available | Not applicable | Not available | Not applicable | 9.68KG | Not applicable | R1936 |  |  | Not recorded | Not applicable | No comment
Special Gas Cylinders | LAB5168SP | 1999-01-08 | Manchester Tank Company | Australia | 1998-11-01 | South Victoria | AS 2469 | LPG | Not available | 3.3MPA | 22.0L | Not available | Not available | Not applicable | Not available | Not applicable | 8.4KG | Not applicable | Y73693 Y73550 |  |  | Approval Number: V9820115 V9820115 | Not applicable | Not available
Special Gas Cylinders | LAB5169SP | 1999-01-08 | Luxfer Gas Cylinders | UK | 1991-06-01 | Lloyds Register | BS 5045-3 | SCUBA | 23.2MPA | 34.8MPA | 9.2L | Not available | Not available | Not applicable | Not available | Not applicable | 12.6KG | Not applicable | P220\M\1391A |  |  | Not recorded | Not applicable | No comment
Special Gas Cylinders | LAB5170SP | 1999-01-08 | Luxfer Gas Cylinders | UK | 1986-06-01 | Lloyds Register | BS 5045-3 | SCUBA | 23.2MPA | 34.8 MPA | 12.0L | Not available | Not available | Not applicable | Not available | Not applicable | 16.4KG | Not applicable | P2522M 4028A |  |  | Not recorded | Not applicable | No comment
Special Gas Cylinders | LAB5171SP | 1999-01-11 | Mannesmann | Germany | 1994-01-01 | TUV (Technische Ueberwachungs Verein) | BS 5045/1/CM/S | SCUBA | 23MPA | 34.5MPA | 10.0L | Not available | Not available | Not applicable | Not available | Not applicable | 12.52KG | Not applicable | 9700EB23 9700EB35 9700EB60 |  |  | Not recorded | Not applicable | No comment
Special Gas Cylinders | LAB5172SP | 1999-01-12 | Luxfer Gas Cylinders | UK | 1984-06-01 | Lloyds Register | BS 5045-3 | SCUBA | 23.2MPA | 34.8MPA | 10.0L | Not available | Not available | Not applicable | Not available | Not applicable | 13.4KG | Not applicable | P125210 |  |  | Not recorded | Not applicable | No comment
Special Gas Cylinders | LAB5173SP | 1999-01-12 | PCI | Thailand | 1986-06-01 | TISTR (Thailand Institute of Scientific and Technological Research) | AS 2470 | LPG | Not available | 3.3MPA | 21.9L | Not available | Not available | Not applicable | Not available | Not applicable | 10.1KG | Not applicable | 6023 |  |  | Not recorded | Not applicable | No comment
Special Gas Cylinders | LAB5174SP | 1999-01-19 | Wolfedale Cylinders | USA | 1988-01-01 | Warnock Hersey | CTC 4BA 240 | LPG | Not available | 3.3MPA | 32.2L | Not available | Not available | Not applicable | Not available | Not applicable | 11.17KG | Not applicable | 048255B |  |  | Not recorded | Not applicable | No comment
Special Gas Cylinders | LAB5175SP | 1999-01-19 | Heiser | Austria | 1997-08-01 | Bureau Veritas | BS 5045/1/CM/S | SCUBA | 26MPA | 39MPA | 7.7L | Not available | Not available | Not applicable | Not available | Not applicable | 11.2KG | Not applicable | CK6439 |  |  | Not recorded | Not applicable | No comment
Special Gas Cylinders | LAB5176SP | 1999-01-19 | Channells | Australia | 1988-01-01 | Channells | AS 2470 | LPG | Not available | 3.3MPA | 12.0L | Not available | Not available | Not applicable | Not available | Not applicable | 6.0KG | Not applicable | 5079 |  |  | Not recorded | Not applicable | No comment
Special Gas Cylinders | LAB5177SP | 1999-01-21 | Marison | USA | 1995-05-01 | TH Cochrane Laboratories | DOT 3AA 2015 | Oxygen (O2) - Medical | 13.9MPA | 23.2MPA | 2.77L | Not available | Not available | Not applicable | Not available | Not applicable | 3.16KG | Not applicable | 761271D |  |  | Not recorded | Not applicable | No comment
Special Gas Cylinders | LAB5178SP | 1999-01-21 | Rheem | Australia | 1981-01-01 | Lloyds Register | ASB 239 | LPG | Not available | 3.3MPA | 11.0L | Not available | Not available | Not applicable | Not available | Not applicable | 6.10KG | Not applicable | 11854 |  |  | Not recorded | Not applicable | No comment
Special Gas Cylinders | LAB5179SP | 1999-01-26 | Chesterfield Special Cylinders | UK | 1983-07-01 | Lloyds Register | BS 5045/1/CM/S | Nitrogen (N2) | 20.0MPA | 34.6MPA | 49.7 -51.3L | Not available | Not available | Not applicable | Not available | Not applicable | 68-73KG - SEE LIST SERIAL #s | Not applicable | 27 Cylinders -Serial Numbers As Per AttachedList |  |  | Not recorded | Not applicable | No comment
Special Gas Cylinders | LAB5180SP | 1999-01-26 | Catalina Cylinders | USA | 1994-08-01 | Arrowhead Industrial Services | DOT 3AL 3000 / TC 3ALM | Air - SCUBA | 23MPA | 34.5MPA | 1.85L | Not available | Not available | Not applicable | Not available | Not applicable | 2.75KG | Not applicable | A200753 |  |  | Not recorded | Not applicable | No comment
Special Gas Cylinders | LAB5181SP | 1999-01-26 | Faber | Italy | 1996-06-01 | Lloyds Register | BS 5045/1/CM/S | SCUBA | 30MPA | 46.5MPA | 7.0L | Not available | Not available | Not applicable | Not available | Not applicable | 9.9KG | Not applicable | 96/9356/125 |  |  | Not recorded | Not applicable | No comment
Special Gas Cylinders | LAB5182SP | 1999-01-26 | Luxfer Gas Cylinders | UK | 1984-10-01 | BIE (British Inspection Engineers) | BS 5045-3 | SCUBA | 23.2MPA | 34.8MPA | 10.0L | Not available | Not available | Not applicable | Not available | Not applicable | 13.3KG | Not applicable | P2521J |  |  | Not recorded | Not applicable | No comment
Special Gas Cylinders | LAB5183SP | 1999-02-02 | Luxfer Gas Cylinders | UK | 1982-09-01 | Lloyds Register | HOAL 3 | SCUBA | 20.7MPA | 34.1MPA | 12.0L | Not available | Not available | Not applicable | Not available | Not applicable | 16.2KG | Not applicable | P241 501A |  |  | Not recorded | Not applicable | No comment
Special Gas Cylinders | LAB5184SP | 1999-02-02 | Rheem | Australia | 1980-04-01 | Lloyds Register | ASB 239 | LPG | Not available | 3.3MPA | 23.1L | Not available | Not available | Not applicable | Not available | Not applicable | 9.05KG | Not applicable | 8750 |  |  | Not recorded | Not applicable | No comment
Special Gas Cylinders | LAB5185SP | 1999-02-03 | PCI | Thailand | 1987-07-01 | TISTR (Thailand Institute of Scientific and Technological Research) | AS 2470 | LPG | Not available | 3.3MPA | 23.1L | Not available | Not available | Not applicable | Not available | Not applicable | 9.05KG | Not applicable | 8750 |  |  | Not recorded | Not applicable | No comment
Special Gas Cylinders | LAB5186SP | 1999-02-04 | Hong Leong | Singapore | 1989-05-01 | SGS | AS 2470 | LPG | Not available | 3.3MPA | 30.40L | Not available | Not available | Not applicable | Not available | Not applicable | 16.6KG | Not applicable | BW448 |  |  | Not recorded | Not applicable | No comment
Special Gas Cylinders | LAB5187SP | 1999-02-05 | Manchester Tank Company | USA | 1997-09-01 | Av Ox | AS 2470 | LPG | Not available | 3.3MPA | 22.0L | Not available | Not available | Not applicable | Not available | Not applicable | 7.99KG | Not applicable | S84335 |  |  | Not recorded | Not applicable | No comment
Special Gas Cylinders | LAB5188SP | 1999-02-09 | Luxfer Gas Cylinders | UK | 1998-05-01 | Bureau Veritas | BS 5045-3 | SCUBA | 13.9MPA | 34.8MPA | Not available | Not available | Not available | Not applicable | Not available | Not applicable | Not available | Not applicable | FC0970 |  |  | Not recorded | Not applicable | No comment
Special Gas Cylinders | LAB5189SP | 1999-02-22 | Luxfer Gas Cylinders | USA | 1993-01-01 | Authorised Testing | DOT/TC3 ALM 3000 | SCUBA | 20.7MPA | 34.8 MPA | Not available | Not available | Not available | Not applicable | Not available | Not applicable | Not available | Not applicable | NN702S13 |  |  | Not recorded | Not applicable | No comment
Special Gas Cylinders | LAB5190SP | 1999-02-23 | Heiser | Austria | 1983-09-01 | Bureau Veritas | BS 5045/1/CM/S | SCUBA | 22.8MPA | 37.9MPA | 12L | Not available | Not available | Not applicable | Not available | Not applicable | 15KG | Not applicable | 83111 |  |  | Not recorded | Not applicable | No comment
Special Gas Cylinders | LAB5191SP | 1999-02-24 | Filgas | Phillipines | 1987-08-01 | Lloyds Register | AS 2470 | LPG | Not available | 3.3MPA | 21.52L | Not available | Not available | Not applicable | Not available | Not applicable | 9.6KG | Not applicable | 48993 |  |  | Not recorded | Not applicable | No comment
Special Gas Cylinders | LAB5192SP | 1999-02-24 | Manchester Tank Company | USA | 1001-01-01 | Arrowhead Industrial Services | DOT 4BA 240 / TC ABAM 1.6 | LPG | 1.7MPA | 3.3MPA | 21.6L | Not available | Not available | Not applicable | Not available | Not applicable | 8.17KG | Not applicable | TA212831 |  |  | Not recorded | Not applicable | No comment
Special Gas Cylinders | LAB5194SP | 1999-03-12 | Luxfer Gas Cylinders | UK | 1987-01-01 | Lloyds Register | BS 5045-3 | SCUBA | 23.2 MPA | 34.8MPA | 10.4L | Not available | Not available | Not applicable | Not available | Not applicable | 13.9KG | Not applicable | P2626M361A |  |  | Not recorded | Not applicable | No comment
Special Gas Cylinders | LAB5195SP | 1999-03-23 | Luxfer Gas Cylinders | UK | 1981-02-01 | National Vulcan | HOAL 3 | SCUBA | 20.7MPA | 34.1MPA | 10.0L | Not available | Not available | Not applicable | Not available | Not applicable | 12.45KG | Not applicable | P2250J30A |  |  | Not recorded | Not applicable | No comment
Special Gas Cylinders | LAB5196SP | 1999-03-26 | Luxfer Gas Cylinders | UK | 1987-05-01 | Lloyds Register | BS 5045-3 | SCUBA | 23.2MPA | 34.8MPA | 12.2L | Not available | Not available | Not applicable | Not available | Not applicable | 16.4KG | Not applicable | P2625M118A |  |  | Not recorded | Not applicable | No comment
Special Gas Cylinders | LAB5197SP | 1999-03-26 | Dae Jung | Korea | 1988-10-01 | Bureau Veritas | AS 2470 | LPG | Not available | 3.3MPA | 21.4L | Not available | Not available | Not applicable | Not available | Not applicable | 9.80KG | Not applicable | 21559 |  |  | Not recorded | Not applicable | No comment
Special Gas Cylinders | LAB5198SP | 1999-03-26 | Filgas | Phillipines | 1987-11-01 | Lloyds Register | AS 2470 | LPG | Not available | 3.3MPA | 21.4L | Not available | Not available | Not applicable | Not available | Not applicable | 9.64KG | Not applicable | 58677 |  |  | Not recorded | Not applicable | No comment
Special Gas Cylinders | LAB5199SP | 1999-03-26 | Dae Jung | Korea | 1988-06-01 | Bureau Veritas | AS 2469 | LPG | Not available | 3.3MPA | 7.14L | Not available | Not available | Not applicable | Not available | Not applicable | 4.4KG | Not applicable | 24073 14267 |  |  | Not recorded | Not applicable | No comment
Special Gas Cylinders | LAB5199SP | 1999-03-26 | Dae Jung | Korea | 1987-12-01 | Bureau Veritas | AS 2469 | LPG | Not available | 3.3MPA | 7.14L | Not available | Not available | Not applicable | Not available | Not applicable | 4.4KG | Not applicable | 24073 14267 |  |  | Not recorded | Not applicable | No comment
Special Gas Cylinders | LAB5200SP | 1999-03-26 | PCI | Thailand | 1987-10-01 | TISTR (Thailand Institute of Scientific and Technological Research) | DOT 4BA 270 | LPG | Not available | 3.7MPA | 23.5L | Not available | Not available | Not applicable | Not available | Not applicable | 12.3KG | Not applicable | 4485 |  |  | Not recorded | Not applicable | No comment
Special Gas Cylinders | LAB5201SP | 1999-03-26 | Filgas | Phillipines | 1987-08-01 | Lloyds Register | AS 2470 | LPG | Not available | 3.3MPA | 21.4L | Not available | Not available | Not applicable | Not available | Not applicable | 9.66KG | Not applicable | 48744 |  |  | Not recorded | Not applicable | No comment
Special Gas Cylinders | LAB5202SP | 1999-03-26 | Filgas | Phillipines | 1988-01-01 | Lloyds Register | AS 2469 | LPG | Not available | 3.3MPA | 10.78L | Not available | Not available | Not applicable | Not available | Not applicable | 5.5KG | Not applicable | 56190 |  |  | Not recorded | Not applicable | No comment
Special Gas Cylinders | LAB5203SP | 1999-04-08 | Heiser | Austria | 1986-08-01 | Bureau Veritas | BS 5045/1/CM/S | SCUBA | 22.8MPA | 37.9MPA | 12.0L | Not available | Not available | Not applicable | Not available | Not applicable | 15.4KG | Not applicable | N73432 |  |  | Not recorded | Not applicable | No comment
Special Gas Cylinders | LAB5204SP | 1999-04-13 | Luxfer Gas Cylinders | USA | 1989-08-01 | Authorised Testing | CTC/DOT 3AL 3000 | SCUBA | 20.7MPA | 34.5MPA | 11.4L | Not available | Not available | Not applicable | Not available | Not applicable | 16.0KG | Not applicable | UV1441S |  |  | Not recorded | Not applicable | No comment
Special Gas Cylinders | LAB5205SP | 1999-04-15 | Hume | Singapore | 1980-06-01 | SGS | ASB 115 240 | LPG | Not available | 3.3MPA | 6.0L | Not available | Not available | Not applicable | Not available | Not applicable | 3.9KG | Not applicable | ASB115 |  |  | Not recorded | Not applicable | No comment
Special Gas Cylinders | LAB5206SP | 1999-04-19 | Luxfer Gas Cylinders | UK | 1987-10-01 | Lloyds Register | BS 5045-3 | SCUBA | 20.88MPA | 34.8MPA | 12.2L | Not available | Not available | Not applicable | Not available | Not applicable | 1.5KG | Not applicable | P2625M |  |  | Not recorded | Not applicable | No comment
Special Gas Cylinders | LAB5207SP | 1999-04-23 | Faber | Italy | 1997-11-01 | Lloyds Register | BS 5045/1/CM/S | SCUBA | 23.2MPA | 34.8MPA | 11.0L | Not available | Not available | Not applicable | Not available | Not applicable | 10.12KG | Not applicable | 97/9643 |  |  | Not recorded | Not applicable | No comment
Special Gas Cylinders | LAB5208SP | 1999-04-28 | Luxfer Gas Cylinders | USA | 1989-06-01 | Authorised Testing | DOT/CTC 3AL 3000 | SCUBA | 20.7MPA | 34.5MPA | Not available | Not available | Not available | Not applicable | Not available | Not applicable | 11.43KG | Not applicable | UV13663 |  |  | Not recorded | Not applicable | No comment
Special Gas Cylinders | LAB5209SP | 1999-04-28 | Catalina Cylinders | usa | 1994-04-01 | TH Cochrane Laboratories | DOT 3AL 1800 | Helium (He) | 12.4MPA | 20.7MPA | 0.86L | Not available | Not available | Not applicable | Not available | Not applicable | 0.69KG | Not applicable | HO8642 |  |  | Not recorded | Not applicable | No comment
Special Gas Cylinders | LAB5210SP | 1999-04-28 | Catalina Cylinders | USA | 1995-10-01 | TH Cochrane Laboratories | DOT 3AL 1800 / CJA C124 | Helium (He) | 12.4MPA | 20.7MPA | 0.86L | Not available | Not available | Not applicable | Not available | Not applicable | 0.69KG | Not applicable | L02547 |  |  | Not recorded | Not applicable | No comment
Special Gas Cylinders | LAB5211SP | 1999-04-30 | Luxfer Gas Cylinders | USA | 1001-01-01 | Arrowhead Industrial Services | DOT 3AL 2216 / TC 3AL 153 | Helium (He) | 15.3MPA | 25.4MPA | 0.76L | Not available | Not available | Not applicable | Not available | Not applicable | 0.83 kg | Not applicable | BF8352 BF6718 BF6798 |  |  | Not recorded | Not applicable | No comment
Special Gas Cylinders | LAB5212SP | 1999-04-30 | Linh | Thailand | 1001-01-01 | SGS | DOT 4BA 540 | LPG | 1.86MPA | 3.72MPA | 30.4L | Not available | Not available | Not applicable | Not available | Not applicable | 15.3KG | Not applicable | M487450 |  |  | Not recorded | Not applicable | No comment
Special Gas Cylinders | LAB5214SP | 1999-05-11 | McMillan | Australia | 1994-09-01 | DGI | AS 2470 | LPG | Not available | 3.3MPA | 22L | Not available | Not available | Not applicable | Not available | Not applicable | 9.66KG | Not applicable | L99884 |  |  | Not recorded | Not applicable | No comment
Special Gas Cylinders | LAB5215SP | 1999-05-11 | Chesterfield Special Cylinders | UK | 1990-03-01 | BIE (British Inspection Engineers) | BS 5045/1/CM/S | Carbon dioxide (CO2) | 5.5MPA | 22.2MPA | 9.0L | Not available | Not available | Not applicable | Not available | Not applicable | 9.35KG | Not applicable | 19141322 |  |  | Not recorded | Not applicable | CTCO from Aug 2004 is known as Chesterfield Special Cylinders.
Special Gas Cylinders | LAB5216SP | 1999-05-11 | Dae Jung | Korea | 1988-11-01 | Bureau Veritas | AS 2470 | LPG | Not available | 3.3MPA | 21.4L | Not available | Not available | Not applicable | Not available | Not applicable | 9.64KG | Not applicable | 27149 |  |  | Not recorded | Not applicable | No comment
Special Gas Cylinders | LAB5217SP | 1999-05-17 | Heiser | Austria | 1986-12-01 | Bureau Veritas | BS 5045/1/CM/S | Air | 22.8MPA | 34.2MPA | 10L | Not available | Not available | Not applicable | Not available | Not applicable | 11.8KG | Not applicable | P76080; P76032, P76125 |  |  | Not recorded | Not applicable | No comment
Special Gas Cylinders | LAB5218SP | 1999-05-20 | Heiser | Austria | 1984-06-01 | Bureau Veritas | BS 5045/1/CM/S | SCUBA | 22.8MPA | 38MPA | 7.0L | Not available | Not available | Not applicable | Not available | Not applicable | 8.43KG | Not applicable | K90765V |  |  | Not recorded | Not applicable | No comment
Special Gas Cylinders | LAB5219SP | 1999-05-27 | Kammerich Stahlform | Germany | 1982-07-01 | TUV (Technische Ueberwachungs Verein) | BS 5045/1/CM/S | SCUBA | 20.7MPA | 35.4MPA | 10.0L | Not available | Not available | Not applicable | Not available | Not applicable | 12.66KG | Not applicable | 137385A845M |  |  | Not recorded | Not applicable | No comment
Special Gas Cylinders | LAB5220SP | 1999-06-15 | Heiser | Austria | 1989-08-01 | Bureau Veritas | BS 5045/1/CM/S | SCUBA | 26MPA | 39MPA | 10.0L | Not available | Not available | Not applicable | Not available | Not applicable | 13.4KG | Not applicable | T37202 |  |  | Not recorded | Not applicable | No comment
Special Gas Cylinders | LAB5221SP | 1999-06-18 | Asahi:Seisakusho | Japan | 1986-04-01 | Bureau Veritas | ASB 113 | Halon | 3MPA | 20.7MPA | 13.9L | Not available | Not available | Not applicable | Not available | Not applicable | 17.7KG | Not applicable | 47437 |  |  | Not recorded | Not applicable | No comment
Special Gas Cylinders | LAB5222SP | 1999-06-21 | Walter Kidde and Co | USA | 1984-04-01 | Arrowhead Industrial Services | CTC/DOT 3AL 3000 | SCUBA | 20.7MPA | 34.5MPA | 11.30L | Not available | Not available | Not applicable | Not available | Not applicable | 15.57KG | Not applicable | 20523 |  |  | Not recorded | Not applicable | No comment
Special Gas Cylinders | LAB5223SP | 1999-06-30 | Luxfer Gas Cylinders | USA | 1984-07-01 | Arrowhead Industrial Services | DOT 3AL 1800 / TC 3ALM 124 | Carbon dioxide (CO2) | 12.4MPA | 20.7 Mpa | 1.72L | Not available | Not available | Not applicable | Not available | Not applicable | 1.56KG | Not applicable | H17459 |  |  | Drag Racing | Not applicable | Not available
Special Gas Cylinders | LAB5224SP | 1999-06-30 | Unknown | USA | 1993-01-01 | Unknown | DOT 3AA 2265 | Carbon dioxide (CO2) | 15.6MPA | 26MPA | 36.2L | Not available | Not available | Not applicable | Not available | Not applicable | 22.6KG | Not applicable | 985269 |  |  | Not recorded | Not applicable | No comment
Special Gas Cylinders | LAB5225SP | 1999-07-09 | Catalina Cylinders | USA | 1992-01-01 | Arrowhead Industrial Services | CTC/DOT 3AL 3000 | SCUBA | 22.8MPA | 38MPA | 9.68L | Not available | Not available | Not applicable | Not available | Not applicable | 15.38KG | Not applicable | S21201 |  |  | Not recorded | Not applicable | No comment
Special Gas Cylinders | LAB5226SP | 1999-07-09 | Luxfer Gas Cylinders | USA | 1993-11-01 | Authorised Testing | DOT 3AL / TC 3ALM | SCUBA | 20.7MPA | 34.4MPA | 9.2L | Not available | Not available | Not applicable | Not available | Not applicable | 12.10KG | Not applicable | PP6765 |  |  | Not recorded | Not applicable | No comment
Special Gas Cylinders | LAB5227SP | 1999-07-13 | Filgas | Phillipines | 1988-06-01 | Lloyds Register | AS 2470 | LPG | Not available | 3.3MPA | 21.36L | 314NGT | Not available | Not applicable | Not available | Not applicable | 9.5KG | Not applicable | 74690 |  |  | Not recorded | Not applicable | No comment
Special Gas Cylinders | LAB5228SP | 1999-07-20 | Luxfer Gas Cylinders | USA | 1996-12-01 | Authorised Testing | DOT 3AL / TC 3ALM | SCUBA | 20.7MPA | 35.4MPA | 1.96L | Not available | Not available | Not applicable | Not available | Not applicable | Not available | Not applicable | NN23096 |  |  | Not recorded | Not applicable | No comment
Special Gas Cylinders | LAB5229SP | 1999-07-28 | Filgas | Phillipines | 1989-05-01 | Lloyds Register | AS 2470 | LPG | Not available | 3.3MPA | 21.4L | 3/4" NGT | Not available | Not applicable | Not available | Not applicable | 9.32KG | Not applicable | 111460 |  |  | Not recorded | Not applicable | No comment
Special Gas Cylinders | LAB5230SP | 1999-07-29 | Luxfer Gas Cylinders | USA | 1991-06-01 | Authorised Testing | CTC/DOT 3AL 1800 | Carbon dioxide (CO2) | 12.4MPA | 20.7 Mpa | 13.6L | Not available | Not available | Not applicable | Not available | Not applicable | 24.1KG | Not applicable | E189B |  |  | Not recorded | Not applicable | No comment
Special Gas Cylinders | LAB5231SP | 1999-08-09 | Taylor Wharton Co. | USA | 1995-09-01 | Professional Service Industries Inc | DOT 3AA 2300 | Carbon dioxide (CO2) | 15.9MPA | 26.6MPA | 66.7L | Not available | Not available | Not applicable | Not available | Not applicable | Not available | Not applicable | 32Cylinders - 19816T/W |  |  | Not recorded | Not applicable | No comment
Special Gas Cylinders | LAB5232SP | 1999-08-09 | Luxfer Gas Cylinders | UK | 1989-09-01 | Lloyds Register | BS 5045-3 | SCUBA | 23.2MPA | 34.8 MPA | 12.2L | Not available | Not available | Not applicable | Not available | Not applicable | Not available | Not applicable | 25 X METRIC P2699M740A |  |  | Not recorded | Not applicable | No comment
Special Gas Cylinders | LAB5233SP - WITHDRAWN 31/10/2017 | 1999-08-12 | Luxfer Gas Cylinders | USA | 1982-01-01 | Authorised Testing | CTC/DOT E 6498 | SCUBA | 2015PSI | 3750PSI | 2.9L | Not available | Not available | Not applicable | Not available | Not applicable | 2.7KG | Not applicable | KK9289 |  |  | Not recorded | Not applicable | Must not be filled or tested.
Special Gas Cylinders | LAB5234SP | 1999-08-12 | Norris Cylinder Company Inc | USA | 1994-01-01 | TH Cochrane Laboratories | DOT 3AA 2015 / TC 3AA M154 | Nitrogen (N2) | 2015PSI | 3360PSI | 21.78L | Not available | Not available | Not applicable | Not available | Not applicable | 27.52 kg | Not applicable | 1280613Y |  |  | Not recorded | Not applicable | No comment
Special Gas Cylinders | LAB5235SP | 1999-08-12 | Filgas | Phillipines | 1989-05-01 | Lloyds Register | AS 2470 | LPG | Not available | 3.3MPA | 21.4L | 3/4" ngt | Not available | Not applicable | Not available | Not applicable | 9.42KG | Not applicable | 112197 |  |  | Not recorded | Not applicable | No comment
Special Gas Cylinders | LAB5236SP | 1999-08-19 | Wolfedale Cylinders | Canada | 1995-02-01 | Grand River | TC 4BAM16 | LPG | Not available | WP16 BAR | 21.3L | 3/4" NGT | Not available | Not applicable | Not available | Not applicable | 8.0KG | Not applicable | .62451KK |  |  | Not recorded | Not applicable | No comment
Special Gas Cylinders | LAB5237SP | 1999-08-29 | Worthington Cylinders | USA | 1995-02-01 | Grand River | TC 4BAM16 | LPG | Not available | 16 BAR WP | 21.3L | 3/4"NGT | Not available | Not applicable | Not available | Not applicable | 8.0KG | Not applicable | 16092KK |  |  | Not recorded | Not applicable | No comment
Special Gas Cylinders | LAB5238SP | 1999-08-27 | Luxfer Gas Cylinders | USA | 1998-11-01 | Arrowhead Industrial Services | DOT 3AL 2216 / TC 3ALM 53 | Breathing Apparatus | 15.35MPA | 26.0MPA | 1.56L | 3 /4" NGT | Not available | Not applicable | Not available | Not applicable | 1.72 kg | Not applicable | J45156 |  |  | Not recorded | Not applicable | No comment
Special Gas Cylinders | LAB5239SP | 1999-08-27 | Filgas | Phillipines | 1995-12-01 | Unknown | AS 2470 | LPG | Not available | 3.3MPA | 21.26L | 314NGT | Not available | Not applicable | Not available | Not applicable | 9.58KG | Not applicable | 50757 |  |  | Not recorded | Not applicable | No comment
Special Gas Cylinders | LAB5240SP | 1999-08-27 | PCI | Thailand | 1988-08-01 | TISTR (Thailand Institute of Scientific and Technological Research) | AS 2470 | LPG | Not available | 3.3MPA | 22.4L | Not available | Not available | Not applicable | Not available | Not applicable | 10.2KG | Not applicable | AS2476 16591 |  |  | Not recorded | Not applicable | No comment
Special Gas Cylinders | LAB5241SP | 1999-09-09 | Rheem | Australia | 1980-09-01 | Lloyds Register | ASB 239 | LPG | Not available | 3.3MPA | 65.4L | 3/4" NGT | Not available | Not applicable | Not available | Not applicable | 25.9KG | Not applicable | 169 |  |  | Not recorded | Not applicable | No comment
Special Gas Cylinders | LAB5242SP | 1001-01-01 | IWKA | Germany | 1983-04-01 | TISTR (Thailand Institute of Scientific and Technological Research) | BS 5045/1/CM/S | SCUBA | 22.8MPA | 39.2MPA | 10L | 3/4" NGT | Not available | Not applicable | Not available | Not applicable | 13.22KG | Not applicable | 0701EA193 |  |  | Not recorded | Not applicable | No comment
Special Gas Cylinders | LAB5244SP | 1999-10-11 | Catalina Cylinders | USA | 1999-07-01 | TH Cochrane Laboratories | DOT 3AL / TC 3ALM | SCUBA | 20.7MPA | 34.5MPA | Not available | Not available | Not available | Not applicable | Not available | Not applicable | Not available | Not applicable | AS213262 |  |  | Not recorded | Not applicable | No comment
Special Gas Cylinders | LAB5245SP | 1999-10-11 | McMillan | Australia | 1995-03-01 | Av Ox | AS 2470 | LPG | Not available | 3.3MPA | 22.0L | 3/4"NGT | Not available | Not applicable | Not available | Not applicable | 9.38KG | Not applicable | M40888 |  |  | Not recorded | Not applicable | No comment
Special Gas Cylinders | LAB5246SP | 1999-10-11 | Hume | Singapore | 1982-08-01 | SGS | AS 2469 | LPG | Not available | 3.3MPA | 7.2L | 0.715" | Not available | Not applicable | Not available | Not applicable | 4.5KG | Not applicable | 1156 |  |  | Not recorded | Not applicable | No comment
Special Gas Cylinders | LAB5247SP | 1999-10-11 | Catalina Cylinders | USA | 1980-05-01 | TH Cochrane Laboratories | TC 3ALM / DOT 3AL | AURM | 20.7MPA | 34.5MPA | 11.18L | Not available | Not available | Not applicable | Not available | Not applicable | 14.0KG | Not applicable | AS216023 |  |  | Not recorded | Not applicable | No comment
Special Gas Cylinders | LAB5247SP | 1999-10-11 | Catalina Cylinders | USA | 1999-08-01 | TH Cochrane Laboratories | TC 3ALM / DOT 3AL | AURM | 20.7MPA | 34.5MPA | 11.18L | Not available | Not available | Not applicable | Not available | Not applicable | 14.0KG | Not applicable | AS213236 |  |  | Not recorded | Not applicable | No comment
Special Gas Cylinders | LAB5248SP | 1999-10-11 | Manchester Tank Company | USA | 1999-01-01 | Arrowhead Industrial Services | DOT 4BW (HSE) | Fire extinguishant: FM200 (HFC 227EA) | Not available | Not available | Not available | Not available | Not available | Not applicable | Not available | Not applicable | 8KG- SEE FILE FOR POSSIBLE SERIAL NO | Not applicable | 1000OSUM 181KM 103 |  |  | Not recorded | Not applicable | No comment
Special Gas Cylinders | LAB5249SP | 1999-10-12 | Manchester Tank Company | USA | 1999-01-01 | Arrowhead Industrial Services | DOT 4BN (HSE) | Fire extinguishant: FM200 (HFC 227EA) | 500PSI | 1000PSI | 53.1L | Not available | Not available | Not applicable | Not available | Not applicable | 39.9KG-SEE FILE FOR POSSIBLE SERIAL NO | Not applicable | Not available |  |  | Not recorded | Not applicable | No comment
Special Gas Cylinders | LAB5250SP | 1999-10-12 | Filgas | Phillipines | 1989-03-01 | Lloyds Register | AS 2470 | LPG | Not available | 3.3MPA | 21.2L | 3/4"NGT | Not available | Not applicable | Not available | Not applicable | 9.54KG | Not applicable | 105916 |  |  | Not recorded | Not applicable | No comment
Special Gas Cylinders | LAB5251SP | 1999-10-13 | Catalina Cylinders | USA | 1995-03-01 | TH Cochrane Laboratories | DOT 3AL 3000 | SCUBA | 20.7MPA | 34.4MPA | 11.25L | 3/4" NPSM | Not available | Not applicable | Not available | Not applicable | 14.65KG | Not applicable | AC71958 |  |  | Not recorded | Not applicable | No comment
Special Gas Cylinders | LAB5252SP | 1999-10-18 | Catalina Cylinders | USA | 1999-07-01 | TH Cochrane Laboratories | DOT 3AL 3000 / TC 3ALM 207 | Air | 20.7MPA | 34.5MPA | 2.69L | Not available | Not available | Not applicable | Not available | Not applicable | 4.17KG | Not applicable | CB00314M4002 |  |  | Not recorded | Not applicable | No comment
Special Gas Cylinders | LAB5253SP | 1999-10-22 | Dae Jung | Korea | 1988-10-01 | Bureau Veritas | AS 2470 | LPG | Not available | 3.3MPA | 21.4L | 314NGT | Not available | Not applicable | Not available | Not applicable | 9.71KG | Not applicable | 22075 |  |  | Not recorded | Not applicable | No comment
Special Gas Cylinders | LAB5254SP | 1999-10-26 | Unknown | Thailand | 1989-08-01 | SGS | AS 2470 | LPG | Not available | 3.3MPA | 30.5L | 3/4"NGT | Not available | Not applicable | Not available | Not applicable | 15.3KG | Not applicable | 936 |  |  | Not recorded | Not applicable | No comment
Special Gas Cylinders | LAB5255SP | 1999-11-04 | Catalina Cylinders | USA | 1994-06-01 | Arrowhead Industrial Services | TC 3ALM / DOT 3AL | SCUBA | Not available | Not available | 9.18L | 3/4" | Not available | Not applicable | Not available | Not applicable | 12 KG | Not applicable | (S63)BJ00556 |  |  | Not recorded | Not applicable | No comment
Special Gas Cylinders | LAB5256SP | 1999-11-04 | Tubermakers | Australia | 1984-10-01 | Tubemakers of Australia | AS 2468 | LPG | Not available | 3.3MPA | 10.9L | 3/4"NGT | Not available | Not applicable | Not available | Not applicable | 6.84KG | Not applicable | 6478 |  |  | Not recorded | Not applicable | No comment
Special Gas Cylinders | LAB5257SP | 1999-11-04 | Luxfer Gas Cylinders | USA | 1991-02-01 | Authorised Testing | TC 3ALM / DOT 3AL | SCUBA | 20.7MPA | 34.5MPA | 9.3L | 3/4"NPSM | Not available | Not applicable | Not available | Not applicable | 12.4KG | Not applicable | PP23571 |  |  | Not recorded | Not applicable | No comment
Special Gas Cylinders | LAB5258SP | 1999-11-04 | Companion | Australia | 1985-08-01 | Statens Proviningsanstalt | AS 2468 | LPG | Not available | 3.3MPA | 7.95L | Not available | Not available | Not applicable | Not available | Not applicable | 4.55KG | Not applicable | 12829 |  |  | 20MM COMPANION VLVE | Not applicable | Not available
Special Gas Cylinders | LAB5259SP | 1999-11-18 | Manchester Tank Company | Australia | 1999-06-01 | AV V9820115 | AS 2469 | LPG | Not available | 3.3MPA | 22.0L | 3/4" | Not available | Not applicable | Not available | Not applicable | 7.92KG | Not applicable | AL2795 A96247 AL2772 AG5938 |  |  | Not recorded | Not applicable | No comment
Special Gas Cylinders | LAB5260SP | 1999-11-18 | Faber | Italy | 1991-06-01 | Lloyds Register | BS 5045/1/CM/S | SCUBA | 232BAR | 348BAR | 10.0L | Not available | Not available | Not applicable | Not available | Not applicable | 11.9KG | Not applicable | 91/9525/050 |  |  | Not recorded | Not applicable | No comment
Special Gas Cylinders | LAB5261SP | 1999-11-18 | Faber | Italy | 1991-11-01 | Lloyds Register | BS 5045/1/CM/S | SCUBA | 232BAR | 348BAR | 12.2L | Not available | Not available | Not applicable | Not available | Not applicable | 14.0KG | Not applicable | 92/9680/157 |  |  | Not recorded | Not applicable | No comment
Special Gas Cylinders | LAB5262SP | 1999-11-18 | Roth Mions | France | 1990-04-01 | Lloyds Register | BS 5045/1/CM/S | SCUBA | 23.2MPA | 34.8MPA | 12.2L | Not available | Not available | Not applicable | Not available | Not applicable | 14.9KG | Not applicable | M25X200, 33229 |  |  | Not recorded | Not applicable | No comment
Special Gas Cylinders | LAB5263SP | 1999-11-18 | IWKA | Germany | 1990-08-01 | TUV (Technische Ueberwachungs Verein) | BS 5045/1/CM/S | SCUBA | 22.8MPA | 34.2MPA | 15.0L | Not available | Not available | Not applicable | Not available | Not applicable | 15.98KG | Not applicable | 11916FB3719 |  |  | Not recorded | Not applicable | No comment
Special Gas Cylinders | LAB5264SP | 1999-11-18 | Filgas | Phillipines | 1990-07-01 | Lloyds Register | AS 2470 | LPG | Not available | 3.3MPA | 21.48L | 3/4"NGT | Not available | Not applicable | Not available | Not applicable | 9.34KG | Not applicable | 33635 |  |  | Not recorded | Not applicable | No comment
Special Gas Cylinders | LAB5265SP | 1999-11-18 | Chesterfield Special Cylinders | USA | 1982-09-01 | Lloyds Register | DOT 3AA 3600 | Air | 24.8MPA | 41.4MPA | 40.3L X3 | Not available | Not available | Not applicable | Not available | Not applicable | Not available | Not applicable | 5607355 5607345 5607339 (LAB026) |  |  | Never used for - used to CNG | Not applicable | CTCO from Aug 2004 is known as Chesterfield Special Cylinders.
Special Gas Cylinders | LAB5266SP | 1999-11-18 | Hume | Singapore | 1980-05-01 | SGS | ASB 239 | LPG | Not available | 3.3MPA | 10.9L | 0.715" | Not available | Not applicable | Not available | Not applicable | 5.6KG | Not applicable | ASB239, 39241 |  |  | Not recorded | Not applicable | No comment
Special Gas Cylinders | LAB5267SP | 1999-11-18 | IWKA | Germany | 1990-06-01 | TUV (Technische Ueberwachungs Verein) | BS 5045/1/CM/S | SCUBA | 28.2MPA | 34.8MPA | 12.0L | Not available | Not available | Not applicable | Not available | Not applicable | 131.22KG | Not applicable | 3857 |  |  | Not recorded | Not applicable | No comment
Special Gas Cylinders | LAB5268SP | 1999-11-18 | Rheem | Australia | 1973-08-01 | Lloyds Register | ASB 239 | LPG | Not available | 3.6MPA | 44L | 314NGT | Not available | Not applicable | Not available | Not applicable | 19.6KG | Not applicable | 21397 |  |  | Gas Change from Halon | Not applicable | Not available
Special Gas Cylinders | LAB5269SP | 1999-11-26 | Luxfer Gas Cylinders | UK | 1999-01-01 | BIE (British Inspection Engineers) | BS 5043-3 | Argon (Ar) | 20MPA | 30MPA | 0.63L | Not available | Not available | Not applicable | Not available | Not applicable | 1.08KG | Not applicable | Not available |  |  | Not recorded | Not applicable | No comment
Special Gas Cylinders | LAB5270SP | 1999-11-26 | Faber | Italy | 1990-02-01 | Arrowhead Industrial Services | DOT 3AA | SCUBA | 20.7MPA | 34.5MPA | 9.11 L | 3/4"NPSM | Not available | Not applicable | Not available | Not applicable | 12.47KG | Not applicable | 98303 |  |  | Not recorded | Not applicable | No comment
Special Gas Cylinders | LAB5271SP | 1999-11-26 | Filgas | Phillipines | 1989-09-01 | Lloyds Register | AS 2470 | LPG | Not available | 3.3MPA | 21.26L | 3/4" NGT | Not available | Not applicable | Not available | Not applicable | 5.85KG | Not applicable | 10919 |  |  | Not recorded | Not applicable | No comment
Special Gas Cylinders | LAB5272SP | 1999-11-28 | Companion | Australia | 1987-02-01 | Statens Anlaggningsproving | AS 2468 | LPG | Not available | 3.31MPA | 10.7L | 3/4" NGT | Not available | Not applicable | Not available | Not applicable | 9.32KG | Not applicable | 17273MCOMPANIONVALVE |  |  | Not recorded | Not applicable | No comment
Special Gas Cylinders | LAB5273SP | 1999-12-07 | Companion | Australia | 1983-10-01 | Tubemakers of Australia | AS 2468 | LPG | Not available | 3.3MPA | 5.0L | 3/4"NGT | Not available | Not applicable | Not available | Not applicable | 3.81KG | Not applicable | DG81720 |  |  | Not recorded | Not applicable | No comment
Special Gas Cylinders | LAB5274SP | 1999-12-07 | Dae Jung | Korea | 1988-07-01 | Bureau Veritas | AS 2470 | LPG | Not available | 3.3MPA | 21.4L | Not available | Not available | Not applicable | Not available | Not applicable | 9.64KG | Not applicable | 12526 |  |  | COMPANION VALVE TYPE | Not applicable | Not available
Special Gas Cylinders | LAB5275SP | 1999-12-17 | Hume | Singapore | 1980-06-01 | SGS | ASB 115 240 | LPG | Not available | 3.3MPA | 6.0L | Not available | Not available | Not applicable | Not available | Not applicable | 3.8KG | Not applicable | 2277 |  |  | Not recorded | Not applicable | No comment
Special Gas Cylinders | LAB5276SP | 1999-12-17 | Wolfedale Cylinders | Canada | 1983-12-01 | H Hersey | CTC/DOT 4BA 240 | LPG | Not available | 3.3MPA | 8.4KG | Not available | Not available | Not applicable | Not available | Not applicable | 21.54L | Not applicable | 961397 |  |  | Not recorded | Not applicable | No comment
Special Gas Cylinders | LAB5277SP | 1999-12-17 | Luxfer Gas Cylinders | USA | 1984-02-01 | Authorised Testing | CTC/DOT 3AL 3300 | Helium (He) - Medical | 13.9MPA | 23.1MPA | 1.7L | Not available | Not available | Not applicable | Not available | Not applicable | 1.8KG | Not applicable | F44350 |  |  | Not recorded | Not applicable | No comment
Special Gas Cylinders | LAB5278SP | 1999-12-17 | Pressed Steel Tank Co | USA | 1989-05-01 | TH Cochrane Laboratories | DOT 3AA | Helium (He) - Medical | 13.9MPA | 23.1MPA | 2.9L | Not available | Not available | Not applicable | Not available | Not applicable | 3.4KG | Not applicable | 836213 836229 |  |  | Not recorded | Not applicable | No comment
Special Gas Cylinders | LAB5279SP | 1999-12-17 | Primus | Sweden | 1984-05-01 | Arrowhead Industrial Services | CTC/DOT 4BA 240 | LPG | Not available | Not available | 17.16LG | Not available | Not available | Not applicable | Not available | Not applicable | 4.82 | Not applicable | 10484 |  |  | Not recorded | Not applicable | No comment
Special Gas Cylinders | LAB5280SP | 1999-12-17 | IWKA | Germany | 1990-02-01 | TUV (Technische Ueberwachungs Verein) | BS 5045/1/CM/S | SCUBA | 22.8MPA | 34.2MPA | 15.0L | Not available | Not available | Not applicable | Not available | Not applicable | 16.4KG | Not applicable | EB3004 |  |  | Not recorded | Not applicable | No comment
Special Gas Cylinders | LAB5281SP | 1999-12-17 | Mangels | Brazil | 1984-04-01 | Bureau Veritas | AS 2469 | LPG | Not available | 3.4MPA | 106L | Not available | Not available | Not applicable | Not available | Not applicable | 6.08KG | Not applicable | 54050COMPANIONVALVE |  |  | COMPANION TYPE VALVE. | Not applicable | Not available
Special Gas Cylinders | LAB5282SP | 1999-12-22 | Hume | Singapore | 1980-06-01 | SGS | ASB 115 | LPG | Not available | 3.3MPA | 6.0L | Not available | Not available | Not applicable | Not available | Not applicable | 3.87KG | Not applicable | 3799 |  |  | Not recorded | Not applicable | No comment
Special Gas Cylinders | LAB5283SP | 1999-12-22 | Walter Kidde and Co | USA | 1988-09-01 | Arrowhead Industrial Services | CTC/DOT 3AL 3300 | Air | 20.7MPA | 34.5MPA | 11.2L | Not available | Not available | Not applicable | Not available | Not applicable | 14.43KG | Not applicable | 52487 |  |  | Not recorded | Not applicable | No comment
Special Gas Cylinders | LAB5284SP | 1999-12-22 | Hume | Singapore | 1981-05-01 | SGS | ASB 239 | LPG | Not available | 3.3MPA | 22.0L | Not available | Not available | Not applicable | Not available | Not applicable | 10.9KG | Not applicable | A22413 |  |  | Not recorded | Not applicable | No comment
Special Gas Cylinders | LAB5285SP | 1999-12-23 | PCI | Thailand | 1985-02-01 | TISTR (Thailand Institute of Scientific and Technological Research) | AS 2470 | LPG | Not available | 3.3MPA | 32.3L | 3/4"NGT | Not available | Not applicable | Not available | Not applicable | 15.1KG | Not applicable | 8865 |  |  | Not recorded | Not applicable | No comment
Special Gas Cylinders | LAB5286SP | 2000-01-17 | Kammerich Stahlform | Germany | 1996-10-01 | TUV (Technische Ueberwachungs Verein) | BS 5045/1/CM/S | Air | 23MPA | 34.8MPA | 10L | 3/4"NPSM | Not available | Not applicable | Not available | Not applicable | Not available | Not applicable | 283 |  |  | Not recorded | Not applicable | No comment
Special Gas Cylinders | LAB5287SP | 2000-01-17 | Catalina Cylinders | USA | 1995-05-01 | Arrowhead Industrial Services | TC 3ALM / DOT 3AL | SCUBA | 22.8MPA | 38MPA | Not available | Not available | Not available | Not applicable | Not available | Not applicable | Not available | Not applicable | CE00700, C60 |  |  | Not recorded | Not applicable | No comment
Special Gas Cylinders | LAB5288SP | 2000-01-17 | Hume | Singapore | 1981-05-01 | SGS | ASB 115 | LPG | Not available | 3.3MPA | 6.0L | 0.715" THREAD | Not available | Not applicable | Not available | Not applicable | 3.9KG | Not applicable | 85407 |  |  | Not recorded | Not applicable | No comment
Special Gas Cylinders | LAB5289SP | 2000-01-17 | PCI | Thailand | 1989-11-01 | TISTR (Thailand Institute of Scientific and Technological Research) | AS 2459 | LPG | Not available | 3.3MPA | 7.45L | Not available | Not available | Not applicable | Not available | Not applicable | 4.36KG | Not applicable | 3947 |  |  | Not recorded | Not applicable | No comment
Special Gas Cylinders | LAB5290SP | 2000-01-17 | Channells | Australia | 1988-11-01 | Channells | AS 2470 | LPG | Not available | 3.3MPA | 12.0L | 3/4" NGT | Not available | Not applicable | Not available | Not applicable | Not available | Not applicable | J5286 |  |  | Not recorded | Not applicable | No comment
Special Gas Cylinders | LAB5291SP | 2000-01-17 | CIG (Commonwealth Industrial Gases) | Australia | 1992-12-01 | CIG (Commonwealth Industrial Gases) | AS 1777 | SCUBA | 24MPA | 36MPA | 8.0L | 3/4" NPSM | Not available | Not applicable | Not available | Not applicable | 11.7KG | Not applicable | SC7377 |  |  | Not recorded | Not applicable | No comment
Special Gas Cylinders | LAB5292SP | 2000-01-17 | Hume | Singapore | 1980-06-01 | SGS | ASB 239 | LPG | Not available | 3.3MPA | 10.9L | Not available | Not available | Not applicable | Not available | Not applicable | 5.5KG | Not applicable | 39579 |  |  | COMPANION VALVE | Not applicable | Not available
Special Gas Cylinders | LAB5293SP | 2000-01-17 | Companion | Sweden | 1980-08-01 | Statens Proviningsanstalt | ASB 115 | LPG | Not available | 3.3MPA | 4.80L | Not available | Not available | Not applicable | Not available | Not applicable | 3.55KG | Not applicable | 610944 |  |  | COMPANION VALVE | Not applicable | Not available
Special Gas Cylinders | LAB5294SP | 2000-01-18 | Tubermakers | Australia | 1981-08-01 | Tubemakers of Australia | ASB 115 | LPG | Not available | 3.3MPA | 5.0L | Not available | Not available | Not applicable | Not available | Not applicable | 3.89KG | Not applicable | 6724 |  |  | Not recorded | Not applicable | No comment
Special Gas Cylinders | LAB5295SP | 2000-01-18 | Roth Mions | France | 1992-04-01 | Lloyds Register | BS 5045/1/CM/S | SCUBA | 23.2MPA | 34.8MPA | Not available | M25X200 THREAD | Not available | Not applicable | Not available | Not applicable | Not available | Not applicable | 47084 |  |  | Not recorded | Not applicable | No comment
Special Gas Cylinders | LAB5296SP | 2000-01-18 | Luxfer Gas Cylinders | USA | 1993-04-01 | Authorised Testing | DOT 3AL / TC 3ALM | SCUBA | 20.7MPA | 34.5MPA | Not available | Not available | Not available | Not applicable | Not available | Not applicable | Not available | Not applicable | S63, PP2981 |  |  | Not recorded | Not applicable | No comment
Special Gas Cylinders | LAB5297SP | 2000-01-19 | Dae Jung | Korea | 1988-08-01 | Bureau Veritas | AS 2470 | LPG | Not available | 3.3MPA | 21.4L | Not available | Not available | Not applicable | Not available | Not applicable | 9.70KG | Not applicable | 14714 |  |  | Not recorded | Not applicable | No comment
Special Gas Cylinders | LAB5298SP | 2000-01-19 | Catalina Cylinders | USA | 1999-08-01 | TH Cochrane Laboratories | TC 3ALM / DOT 3AL | SCUBA | 20.7MPA | 34.5 MPA | 11.2L | Not available | Not available | Not applicable | Not available | Not applicable | 14.0KG | Not applicable | 216175 |  |  | Not recorded | Not applicable | No comment
Special Gas Cylinders | LAB5299SP | 2000-01-19 | Catalina Cylinders | USA | 1994-01-01 | Arrowhead Industrial Services | DOT 3AL 3500 | SCUBA | 24MPA | 40.2MPA | 11.2L | Not available | Not available | Not applicable | Not available | Not applicable | 17.37KG | Not applicable | 400176 (051100176?) |  |  | Not recorded | Not applicable | No comment
Special Gas Cylinders | LAB5300SP | 2000-01-21 | CIG (Commonwealth Industrial Gases) | Australia | 1995-06-01 | CIG (Commonwealth Industrial Gases) | AS 1777 | SCUBA | 24MPA | 36MPA | 9.2L | Not available | Not available | Not applicable | Not available | Not applicable | 12.9KG | Not applicable | SE7718 SE7716 |  |  | Not recorded | Not applicable | No comment
Special Gas Cylinders | LAB5301SP | 2000-02-02 | Roth Mions | France | 1986-07-01 | Lloyds Register | BS 5045 | SCUBA | 23.2MPA | 38.5MPA | 12.2L | Not available | Not available | Not applicable | Not available | Not applicable | 17.6KG | Not applicable | 36769 |  |  | Not recorded | Not applicable | No comment
Special Gas Cylinders | LAB5302SP - WITHDRAWN 31/10/2017 | 2000-02-03 | CIG (Commonwealth Industrial Gases) | Australia | 1980-10-01 | CIG (Commonwealth Industrial Gases) | AS 1777 | SCUBA | 22.4MPA | 34.5MPA | 11.55L | 3/4"NPSM | Not available | Not applicable | Not available | Not applicable | 15.65KG | Not applicable | C8578 |  |  | Not recorded | Not applicable | Must not be filled or tested.
Special Gas Cylinders | LAB5303SP | 2000-02-11 | Marison | USA | 1985-01-01 | TH Cochrane Laboratories | DOT 3AA 2011 | Helium (He) - Medical | 13.9MPA | 23.1MPA | 2.79L | Not available | Not available | Not applicable | Not available | Not applicable | 3.0GKG | Not applicable | 7614200 |  |  | Not recorded | Not applicable | No comment
Special Gas Cylinders | LAB5304SP | 2000-02-11 | Chesterfield Special Cylinders | UK | 1983-11-01 | Lloyds Register | BS 5045/1/CM/S | Fire Extinguishant: Carbon dioxide (CO2) | Not available | 25MPA T/P | 76.2KG | Not available | Not available | Not applicable | Not available | Not applicable | 67.5L | Not applicable | 5719400 |  |  | Not recorded | Not applicable | CTCO from Aug 2004 is known as Chesterfield Special Cylinders.
Special Gas Cylinders | LAB5305SP | 2000-02-11 | Catalina Cylinders | USA | 1999-02-01 | Arrowhead Industrial Services | DOT 3AL / TC 3ALM | Breathing Apparatus | 20.7MPA | 34.5MPA | 4.3L | Not available | Not available | Not applicable | Not available | Not applicable | 6.2KG | Not applicable | BS003729 |  |  | Not recorded | Not applicable | No comment
Special Gas Cylinders | LAB5306SP - WITHDRAWN 31/10/2017 | 2000-02-11 | CIG (Commonwealth Industrial Gases) | Australia | 1981-01-01 | CIG (Commonwealth Industrial Gases) | AS 1777 | SCUBA | 2204MPA | 34.5MPA | 11.55L | 3/4"NPSM | Not available | Not applicable | Not available | Not applicable | 15.60KG | Not applicable | C7916 |  |  | Not recorded | Not applicable | Must not be filled or tested.
Special Gas Cylinders | LAB5307SP | 2000-02-18 | IWKA | Germany | 1990-03-01 | TUV (Technische Ueberwachungs Verein) | BS 5045/1/CM/S | SCUBA | 23.2MPA | 34.8MPA | 12.0L | Not available | Not available | Not applicable | Not available | Not applicable | 13.04KG | Not applicable | 3857EB4799 |  |  | Not recorded | Not applicable | No comment
Special Gas Cylinders | LAB5308SP | 2000-02-18 | Unknown | BRAZIL | 1982-01-01 | Bureau Veritas | ASB 239 | LPG | Not available | 3.3MPA T/P | 10.6L | Not available | Not available | Not applicable | Not available | Not applicable | 5.93KG | Not applicable | 28476 |  |  | Not recorded | Not applicable | No comment
Special Gas Cylinders | LAB5309SP | 2000-02-18 | PCI | Thailand | 1985-06-01 | TISTR (Thailand Institute of Scientific and Technological Research) | AS 2470: 1981 | LPG | Not available | 3.3MPA | 26.5L | Not available | Not available | Not applicable | Not available | Not applicable | 13.2KG | Not applicable | P8-001267 |  |  | Not recorded | Not applicable | No comment
Special Gas Cylinders | LAB5310SP | 2000-02-24 | Luxfer Gas Cylinders | UK | 1987-10-01 | Lloyds Register | BS 5045-3 | Air | 23.2MPA | 34.8MPA | 12.2L | 3/4"NPSM | Not available | Not applicable | Not available | Not applicable | 16.5KG | Not applicable | 2625M |  |  | Not recorded | Not applicable | No comment
Special Gas Cylinders | LAB5311SP | 2000-02-24 | Luxfer Gas Cylinders | USA | 1001-01-01 | Arrowhead Industrial Services | DOT 3AL 2216 / TC 3ALM 153 | Helium (He) | 15.3MPA | 25.4MPA | 0.7L | Not available | Not available | Not applicable | Not available | Not applicable | 0.84 kg | Not applicable | BF4501'96 BF26921'81 BF8044446 7697 28002 6848 1248 BF908 26850 BF832 |  |  | Not recorded | Not applicable | No comment
Special Gas Cylinders | LAB5312SP | 2000-03-21 | Sumikin Kiko Co | Japan | 1987-08-01 | Bureau Veritas | AS 2875 | Oxygen (O2) | Not available | 26.5MPA | 23.8L | Not available | Not available | Not applicable | Not available | Not applicable | Not available | Not applicable | 62454 |  |  | Not recorded | Not applicable | No comment
Special Gas Cylinders | LAB5313SP | 2000-03-21 | Luxfer Gas Cylinders | USA | 1996-08-01 | Arrowhead Industrial Services | DOT 3AL / TC 3ALM | Oxygen (O2) | 13.9MPA | 23.2MPA | Not available | Not available | Not available | Not applicable | Not available | Not applicable | Not available | Not applicable | 195725 |  |  | Not recorded | Not applicable | No comment
Special Gas Cylinders | LAB5314SP | 2000-03-09 | Luxfer Gas Cylinders | UK | 1981-05-01 | National Vulcan | HOAL 3 | SCUBA | 20.7MPA | 34.1MPA | 7.0L | Not available | Not available | Not applicable | Not available | Not applicable | 19.7KG | Not applicable | P2260J276A |  |  | Not recorded | Not applicable | No comment
Special Gas Cylinders | LAB5315SP | 2000-03-22 | BOC | UK | 1980-03-01 | National Vulcan | HOAL 4 | Oxygen (O2) | 13.7MPA | 23.6MPA | 9.4L | Not available | Not available | Not applicable | Not available | Not applicable | 9.85kg | Not applicable | MF231415 |  |  | Not recorded | Not applicable | No comment
Special Gas Cylinders | LAB5316SP | 2000-03-24 | Roth Mions | France | 1999-07-01 | Lloyds Register | BS 5045/1/CM/S | SCUBA | 23.2MPA | 34.8MPA | 3.45L | M25X2 | Not available | Not applicable | Not available | Not applicable | Not available | Not applicable | 84249 |  |  | Not recorded | Not applicable | No comment
Special Gas Cylinders | LAB5317SP | 2000-03-24 | Luxfer Gas Cylinders | USA | 1988-04-01 | Arrowhead Industrial Services | DOT/CTC 3AL 3000 | SCUBA | 22.8MPA | 37.9MPA | Not available | 3/4" NPSM | Not available | Not applicable | Not available | Not applicable | Not available | Not applicable | UT11481 |  |  | Not recorded | Not applicable | No comment
Special Gas Cylinders | LAB5318SP | 2000-04-04 | Catalina Cylinders | USA | 1995-05-01 | Arrowhead Industrial Services | TC 3ALM / DOT 3AL | SCUBA | 37.9MPA | 22.8MPA | 60 CU FT | 3/4" NPSM | Not available | Not applicable | Not available | Not applicable | Not available | Not applicable | M4002 |  |  | Not recorded | Not applicable | No comment
Special Gas Cylinders | LAB5319SP | 2000-04-04 | Walter Kidde and Co | USA | 1988-11-01 | Arrowhead Industrial Services | CTC/DOT 3AL 3000 | SCUBA | 20.7MPA | 34.5MPA | 9.30L | Not available | Not available | Not applicable | Not available | Not applicable | 12.3KG | Not applicable | 97871 |  |  | Not recorded | Not applicable | No comment
Special Gas Cylinders | LAB5320SP | 2000-04-07 | Luxfer Gas Cylinders | UK | 1994-01-01 | Lloyds Register | BS 5045-3 | SCUBA | 23.2MPA | 34.8MPA | 10.4L | Not available | Not available | Not applicable | Not available | Not applicable | 13.8KG | Not applicable | P2700M/5032A & 5040A |  |  | Not recorded | Not applicable | No comment
Special Gas Cylinders | LAB5321SP | 2000-04-12 | Heiser | Austria | 1991-10-01 | Bureau Veritas | BS 5045/1/CM/S | SCUBA | 26MPA | 39MPA | 10.9L | Not available | Not available | Not applicable | Not available | Not applicable | 14.3KG | Not applicable | 5929 |  |  | Not recorded | Not applicable | No comment
Special Gas Cylinders | LAB5322SP | 2000-04-18 | Faber | Italy | 1997-02-01 | Lloyds Register | BS 5045/1/CM/S | SCUBA | 23.2MPA | 34.8MPA | 3.0L | Not available | Not available | Not applicable | Not available | Not applicable | 3.7KG | Not applicable | 121 |  |  | Not recorded | Not applicable | No comment
Special Gas Cylinders | LAB5323SP | 2000-04-18 | PCI | Thailand | 1989-12-01 | TISTR (Thailand Institute of Scientific and Technological Research) | AS 2469: 1989 | LPG | Not available | 3.3MPA | 7.45L | 3/4" NGT | Not available | Not applicable | Not available | Not applicable | Not available | Not applicable | PCI89-000969 |  |  | Not recorded | Not applicable | No comment
Special Gas Cylinders | LAB5324SP | 2000-04-18 | IWKA | Germany | 1982-08-01 | TUV (Technische Ueberwachungs Verein) | BS 5045/1/CM/S | SCUBA | 20.7MPA | 35.4MPA | 10.0L | 3/4"npsm | Not available | Not applicable | Not available | Not applicable | 12.16kg | Not applicable | 13738ea863 |  |  | Not recorded | Not applicable | No comment
Special Gas Cylinders | LAB5325SP | 2000-04-18 | Luxfer Gas Cylinders | USA | 1995-06-01 | Arrowhead Industrial Services | TC 3ALM / DOT 3AL | Carbon dioxide (CO2) | 12.4MPA | 20.7MPA | 7.03L | 1.125" UNF | Not available | Not applicable | Not available | Not applicable | 5.88KG | Not applicable | W252285 |  |  | Not recorded | Not applicable | No comment
Special Gas Cylinders | LAB5326SP | 2000-04-20 | Luxfer Gas Cylinders | USA | 1994-06-01 | Arrowhead Industrial Services | DOT 3AL | Nitrous Oxide | 12.4MPA | 20.6MPA | 6.87L | 11/8unf | Not available | Not applicable | Not available | Not applicable | 5.95KG | Not applicable | W14884 |  |  | Not recorded | Not applicable | No comment
Special Gas Cylinders | LAB5327SP | 2000-05-01 | Catalina Cylinders | USA | 1994-04-01 | TH Cochrane Laboratories | DOT 3AL / TC 3ALM | Helium (He) - Medical | 12.4MPA | 20.7MPA | 0.88L | Not available | Not available | Not applicable | Not available | Not applicable | 0.68KJG | Not applicable | HO8411 F20541 |  |  | Not recorded | Not applicable | No comment
Special Gas Cylinders | LAB5328SP | 2000-05-04 | Luxfer Gas Cylinders | USA | 1989-06-01 | Authorised Testing | CTC/DOT 3AL | SCUBA | 20.7MPA | 34.5MPA | 11.4L | Not available | Not available | Not applicable | Not available | Not applicable | 16.1KG | Not applicable | UV1362109 |  |  | Not recorded | Not applicable | No comment
Special Gas Cylinders | LAB5329SP | 2000-05-04 | Faber | Italy | 1996-01-01 | Lloyds Register | BS 5045/1/CM/S | SCUBA | 30.0MPA | 46.5MPA | 10.0L | Not available | Not available | Not applicable | Not available | Not applicable | 14.4KG | Not applicable | 96/9215 |  |  | Not recorded | Not applicable | No comment
Special Gas Cylinders | LAB5330SP | 2000-05-11 | Faber | Italy | 1990-05-01 | Lloyds Register | BS 5045/1/CM/S | SCUBA | 30.0MPA | 46.5MPA | 7.0L | Not available | Not available | Not applicable | Not available | Not applicable | 9.8KG | Not applicable | 90/9624 |  |  | Not recorded | Not applicable | No comment
Special Gas Cylinders | LAB5330SP | 2000-05-11 | Faber | Italy | 1990-07-01 | Lloyds Register | BS 5045/1/CM/S | SCUBA | 30.0MPA | 46.5MPA | 7.0L | Not available | Not available | Not applicable | Not available | Not applicable | 9.8KG | Not applicable | 90/9773 |  |  | Not recorded | Not applicable | No comment
Special Gas Cylinders | LAB5331SP | 2000-05-17 | Luxfer Gas Cylinders | USA | 1994-09-01 | Arrowhead Industrial Services | TC 3ALM / DOT 3AL | SCUBA | 20.7MPA | 34.5MPA | 9.4L&9.12l | Not available | Not available | Not applicable | Not available | Not applicable | 12.06 kg 12.04 kg | Not applicable | PP12531, PP12543 |  |  | Not recorded | Not applicable | No comment
Special Gas Cylinders | LAB5332SP | 2000-05-17 | Taylor Wharton Co. | USA | 1995-09-01 | Professional Service Industries Inc | DOT 3AA 2300 | Carbon dioxide (CO2) | 15.8MPA | 26.5MPA | 69.0L | Not available | Not available | Not applicable | Not available | Not applicable | 86.6KG (45KG CO2) | Not applicable | 23621, 5144, 242, 68, 156, 874 |  |  | Not recorded | Not applicable | No comment
Special Gas Cylinders | LAB5333SP | 2000-05-25 | Lee | USA | 1984-01-01 | Lee | DOT 4BW 275 / ASB 239 | LPG | 1.9MPA | 3.8MPA | 108.4L | Not available | Not available | Not applicable | Not available | Not applicable | 35.2KG | Not applicable | A7205 |  |  | Not recorded | Not applicable | No comment
Special Gas Cylinders | LAB5334SP | 2000-05-31 | Luxfer Gas Cylinders | USA | 1997-12-01 | Arrowhead Industrial Services | DOT 3AL / TC 3ALM | Oxygen (O2) - Medical | 15.3MPA | 25.5MPA | 1.04L | Not available | Not available | Not applicable | Not available | Not applicable | 1.071KG | Not applicable | BC158602 |  |  | Not recorded | Not applicable | No comment
Special Gas Cylinders | LAB5335SP | 2000-05-31 | Chesterfield Special Cylinders | UK | 1982-09-01 | Lloyds Register | BS 5045 | Air | 276 BAR | 516 BAR | 56.1L | Not available | Not available | Not applicable | Not available | Not applicable | 145.3KG | Not applicable | 9871190 |  |  | Cylinder for Cascade | Not applicable | CTCO from Aug 2004 is known as Chesterfield Special Cylinders.
Special Gas Cylinders | LAB5336SP | 2000-06-28 | Luxfer Gas Cylinders | UK | 1981-01-01 | National Vulcan | HOAL 3 | Oxygen (O2) - Medical | 142 BAR | 233 BAR | 1.70L | Not available | Not available | Not applicable | Not available | Not applicable | 1.55KG | Not applicable | P2263J |  |  | Not recorded | Not applicable | No comment
Special Gas Cylinders | LAB5337SP | 2000-06-30 | Showa Koatsu | Japan | 1981-06-01 | Arrowhead Industrial Services | DOT 3AL 3600 | Air | 24.8MPA | 41.4MPA | 40.1 &41L | Not available | Not available | Not applicable | Not available | Not applicable | 87.8-88KG | Not applicable | 00173 00147 00222 00207 |  |  | Not recorded | Not applicable | No comment
Special Gas Cylinders | LAB5338SP | 2000-07-03 | Luxfer Gas Cylinders | USA | 1995-01-01 | Arrowhead Industrial Services | DOT 3AL 2216 / TC 3ALM | Oxygen (O2) | 15.4MPA | 26MPA | Not available | Not available | Not available | Not applicable | Not available | Not applicable | Not available | Not applicable | HH11153 HH11199 |  |  | Not recorded | Not applicable | No comment
Special Gas Cylinders | LAB5339SP | 2000-07-05 | Luxfer Gas Cylinders | UK | 1993-09-01 | Lloyds Register | BS 5045-3 | SCUBA | 20.7MPA | 31.1MPA | 2.0L | Not available | Not available | Not applicable | Not available | Not applicable | 2.36KG | Not applicable | 310262, M18X1.5 |  |  | Not recorded | Not applicable | No comment
Special Gas Cylinders | LAB5340SP | 2000-07-12 | SMPC (Sahamiter Pressure Container Ltd) | Thailand | 1995-11-01 | TISTR (Thailand Institute of Scientific and Technological Research) | DOT 4BA 240 | LPG | Not available | 3.3MPA | 26.2L | 314NGT | Not available | Not applicable | Not available | Not applicable | 14.3KG | Not applicable | 17109 |  |  | Not recorded | Not applicable | No comment
Special Gas Cylinders | LAB5341SP | 2000-07-19 | Luxfer Gas Cylinders | USA | 1001-01-01 | Authorised Testing | DOT 3AL 2216 / TC 3ALM 153 | Oxygen (O2) - Aviation | Not available | Not available | Not available | Not available | Not available | Not applicable | Not available | Not applicable | Not available | Not applicable | HH21502 |  |  | Not recorded | Not applicable | No comment
Special Gas Cylinders | LAB5342SP | 2000-07-26 | Catalina Cylinders | USA | 2000-04-01 | TH Cochrane Laboratories | DOT 3AL 3000 / TC 3ALM 207 | SCUBA | 20.7MPA | 34.5MPA | 4.13l | 3/4"npsm | Not available | Not applicable | Not available | Not applicable | 6.77kg | Not applicable | BS005234 |  |  | Not recorded | Not applicable | No comment
Special Gas Cylinders | LAB5343SP | 2000-07-26 | Asahi:Seisakusho | Japan | 1999-08-01 | Bureau Veritas | BS 5045/1/CM/S | Nitrogen (N2) | 24MPA | 36MPA | 11.6L | Not available | Not available | Not applicable | Not available | Not applicable | 15.8KG | Not applicable | EMKRS1008332 |  |  | CHANGE OF GAS TRAFFIC FROM AIR | Not applicable | Not available
Special Gas Cylinders | LAB5344SP | 2000-07-26 | Showa Koatsu | Japan | 1981-03-01 | Arrowhead Industrial Services | DOT 3AA | CNG | 24.8MPA | 41.4MPA | 41.0L | Not available | Not available | Not applicable | Not available | Not applicable | 88.8KG | Not applicable | 00093 00066 |  |  | Not recorded | Not applicable | No comment
Special Gas Cylinders | LAB5345SP | 2000-09-28 | McMillan | Australia | 1995-01-01 | South Victoria | AS 2470 | LPG | Not available | 3.3MPA | 22.0L | 3/4"NGT | Not available | Not applicable | Not available | Not applicable | 9.25KG | Not applicable | V318-86, A13526 |  |  | Approval Number: V318-86 | Not applicable | Not available
Special Gas Cylinders | LAB5346SP | 2000-10-02 | Catalina Cylinders | USA | 1988-03-01 | IA/11 | CTC/DOT 3AL 3000 | SCUBA | Not available | Not available | 4.9KG | Not available | Not available | Not applicable | Not available | Not applicable | Not available | Not applicable | 54941 |  |  | Not recorded | Not applicable | No comment
Special Gas Cylinders | LAB5347SP | 2000-10-11 | Chesterfield Special Cylinders | USA | 1001-01-01 | Lloyds Register | DOT 3AA | Air | Not available | Not available | 40.3 L | Not available | Not available | Not applicable | Not available | Not applicable | Not available | Not applicable | 56075353M 5607376M 5607384 |  |  | For storage bawk dive shop | Not applicable | Not available
Special Gas Cylinders | LAB5348SP | 2000-10-11 | Luxfer Gas Cylinders | USA | 1998-04-01 | Arrowhead Industrial Services | DOT 3AL 1800 | Nitrous Oxide | 20.7MPA FOR AUTOMOTIVE RACING | 12.6MPA | 6.8KG | Not available | Not available | Not applicable | Not available | Not applicable | Not available | Not applicable | W62914 |  |  | Not recorded | Not applicable | No comment
Special Gas Cylinders | LAB5349SP | 2000-10-11 | Catalina Cylinders | USA | 1986-12-01 | Steigerwalt Association | DOT 3AL 3000 | SCUBA | 20.7 | 34.5 | 15.7KG | Not available | Not available | Not applicable | Not available | Not applicable | 10.84KG | Not applicable | A12702 |  |  | Not recorded | Not applicable | No comment
Special Gas Cylinders | LAB5350SP | 2000-10-11 | Luxfer Gas Cylinders | USA | 1985-06-01 | Authorised Testing | CTC/DOT 3AL 3000 | SCUBA | 20.7 | 34.5 | 14.4KG | Not available | Not available | Not applicable | Not available | Not applicable | 10.76KG. | Not applicable | P188985 |  |  | Not recorded | Not applicable | No comment
Special Gas Cylinders | LAB5351SP | 2000-10-11 | PCI | Thailand | 1989-11-01 | TISTR (Thailand Institute of Scientific and Technological Research) | AS 2470: 1989 | LPG | 1.7MPA | 3.3MPA | 9.88KG | Not available | Not available | Not applicable | Not available | Not applicable | 22.1KG | Not applicable | 32956 |  |  | Not recorded | Not applicable | No comment
Special Gas Cylinders | LAB5352SP | 2000-10-19 | Pressed Steel Tank Co | USA | 1990-09-01 | TH Cochrane Laboratories | CTC/DOT 3AA 2015 | Oxygen (O2) - Aviation | 13.9MPA | 23.2MPA | 4.89KG | Not available | Not available | Not applicable | Not available | Not applicable | 4.67KG | Not applicable | 134720 |  |  | Not recorded | Not applicable | No comment
Special Gas Cylinders | LAB5353SP | 2000-10-19 | PCI | Thailand | 1987-02-01 | TISTR (Thailand Institute of Scientific and Technological Research) | AS 2470: 1987 | LPG | Not available | 3.3MPA | 21.9KG | Not available | Not available | Not applicable | Not available | Not applicable | 10.2KG | Not applicable | 3899 |  |  | Not recorded | Not applicable | No comment
Special Gas Cylinders | LAB5354SP | 2000-10-20 | PCI | Thailand | 1989-07-01 | TISTR (Thailand Institute of Scientific and Technological Research) | AS 2469: 1981 PCI | LPG | Not available | 3.3MPA | 6.36KG | Not available | Not available | Not applicable | Not available | Not applicable | 10.9KG | Not applicable | 5736 |  |  | Not recorded | Not applicable | No comment
Special Gas Cylinders | LAB5355SP | 2000-11-01 | Marison | USA | 1989-04-01 | TH Cochrane Laboratories | DOT 3AA | Nitrogen (N2) | 14.1MPA | 23.5MPA | 27.9KG. | Not available | Not available | Not applicable | Not available | Not applicable | 21.84KG | Not applicable | 97097F |  |  | Not recorded | Not applicable | No comment
Special Gas Cylinders | LAB5356SP | 2000-11-01 | Walter Kidde and Co | USA | 1989-08-01 | Arrowhead Industrial Services | CTC/DOT 3AL 1800 | Nitrous Oxide | 12.6MPA | 20.6MPA | 5.28KG | Not available | Not available | Not applicable | Not available | Not applicable | 7.04L | Not applicable | 26415 |  |  | Not recorded | Not applicable | No comment
Special Gas Cylinders | LAB5357SP | 2000-11-07 | Luxfer Gas Cylinders | USA | 1992-09-01 | Arrowhead Industrial Services | CTC/DOT 3AL 1800 | Nitrous Oxide | 12.6MPA | 20.6MPA | 5.86KG | Not available | Not available | Not applicable | Not available | Not applicable | 6.86L | Not applicable | 3239 |  |  | Not recorded | Not applicable | No comment
Special Gas Cylinders | LAB5358SP | 2000-11-16 | Faber | Italy | 1996-07-01 | Lloyds Register | BS 5045/1/CM/S | SCUBA | 23.2MPA | 34.8MPA | 16.0L | Not available | Not available | Not applicable | Not available | Not applicable | 15.0L | Not applicable | 96/9413/142 |  |  | Not recorded | Not applicable | No comment
Special Gas Cylinders | LAB5359SP | 2000-11-16 | PCI | Thailand | 1981-05-01 | SGS | ASB 239 | LPG | Not available | 3.3MPA | 10.1KG | Not available | Not available | Not applicable | Not available | Not applicable | 22.2KG | Not applicable | 86484 |  |  | Not recorded | Not applicable | No comment
Special Gas Cylinders | LAB5360SP | 2000-11-16 | Nomad | Sweden | 1984-04-01 | SA Sweden | AS 2468 | LPG | Not available | 3.31MPA | 3.55KG | Not available | Not available | Not applicable | Not available | Not applicable | 4.8KG | Not applicable | 15747 |  |  | Not recorded | Not applicable | No comment
Special Gas Cylinders | LAB5361SP | 2000-11-17 | Luxfer Gas Cylinders | UK | 1001-01-01 | Lloyds Register | BS 5045-3 | Air | 2.3MPA | 3.4MPA | 3.0L | Not available | Not available | Not applicable | Not available | Not applicable | 3.75KG | Not applicable | P3013 |  |  | Not recorded | Not applicable | No comment
Special Gas Cylinders | LAB5362SP | 2000-11-28 | Wolfedale Cylinders | Canada | 1997-01-01 | Warnock Hersey | TC 4BAM17 | LPG | Not available | 3.4MPA | 21.6L | Not available | Not available | Not applicable | Not available | Not applicable | 8.37KG | Not applicable | 108144 |  |  | Not recorded | Not applicable | No comment
Special Gas Cylinders | LAB5363SP | 2000-11-30 | SMPC (Sahamiter Pressure Container Ltd) | Thailand | 1996-05-01 | TISTR (Thailand Institute of Scientific and Technological Research) | DOT 4BA 240 | LPG | 1.7MPA | 3.4MPA | 26.2L | Not available | Not available | Not applicable | Not available | Not applicable | 13.8KG | Not applicable | 96-PGC-021064 |  |  | Not recorded | Not applicable | No comment
Special Gas Cylinders | LAB5364SP | 2000-12-01 | Luxfer Gas Cylinders | UK | 1988-01-01 | Lloyds Register | BS 5045-3 | SCUBA | 23.2MPA | 34.8MPA | 2.0L | Not available | Not available | Not applicable | Not available | Not applicable | Not available | Not applicable | 633A |  |  | Not recorded | Not applicable | No comment
Special Gas Cylinders | LAB5365SP | 2000-12-04 | Mangels | Brazil | 1982-03-01 | Bureau Veritas | ASB 239 | LPG | 1.7MPA | 3.3MPA | 5.37KG | Not available | Not available | Not applicable | Not available | Not applicable | 10.6KG | Not applicable | 4354 |  |  | Not recorded | Not applicable | No comment
Special Gas Cylinders | LAB5366SP | 2000-12-11 | Luxfer Gas Cylinders | USA | 1992-10-01 | Arrowhead Industrial Services | CTC/DOT 3AL 3000 | SCUBA | 20.7MPA | 34.5MPA | 12.15KG | Not available | Not available | Not applicable | Not available | Not applicable | 9.12KG | Not applicable | PP41002 |  |  | Not recorded | Not applicable | No comment
Special Gas Cylinders | LAB5367SP | 2000-12-11 | Catalina Cylinders | USA | 2000-08-01 | TH Cochrane Laboratories | DOT 3AL 2216 / TC 3ALM 153 | Oxygen (O2) | 15.3MPA | 25.3MPA | 0.93L | Not available | Not available | Not applicable | Not available | Not applicable | 1.36 kg | Not applicable | AD334742 |  |  | Not recorded | Not applicable | No comment
Special Gas Cylinders | LAB5368SP | 2000-12-18 | Catalina Cylinders | USA | 1994-06-01 | Arrowhead Industrial Services | TC 3ALM / DOT 3AL 3000 | Air | 20.7MPA | 22.5MPA | 11.96KG | Not available | Not available | Not applicable | Not available | Not applicable | 9.18KG | Not applicable | BJ00524 |  |  | Not recorded | Not applicable | No comment
Special Gas Cylinders | LAB5369SP | 2000-12-19 | Norris Cylinder Company Inc | USA | 1979-10-01 | TH Cochrane Laboratories | DOT 3AA 2015 | Air | 14.1MPA | 22.5MPA | 8.54L | Not available | Not available | Not applicable | Not available | Not applicable | 9.06KG | Not applicable | HM108641 |  |  | Not recorded | Not applicable | No comment
Special Gas Cylinders | LAB5370SP | 2001-01-15 | IWKA | Germany | 1990-02-01 | TUV (Technische Ueberwachungs Verein) | BS 5045/1/CM/S | SCUBA | 23.2MPA | 34.8MPA | 12.0L | Not available | Not available | Not applicable | Not available | Not applicable | 13.02KG | Not applicable | 3857EB4318 |  |  | Not recorded | Not applicable | No comment
Special Gas Cylinders | LAB5371SP | 2001-01-16 | Marison | USA | 1986-04-01 | TH Cochrane Laboratories | DOT 3AA 2015 | Nitrogen (N2) | 14.1MPA | 23.1MPA | 3.7L | Not available | Not available | Not applicable | Not available | Not applicable | 5.1KG | Not applicable | 961887D |  |  | Not recorded | Not applicable | No comment
Special Gas Cylinders | LAB5372SP | 2001-01-16 | Chesterfield Special Cylinders | UK | 1962-03-01 | Unknown | OT | Air | 3000 PSI | 4000 PSI | 11.4KG | Not available | Not available | Not applicable | Not available | Not applicable | 8.9KG | Not applicable | 802858 |  |  | Not recorded | Not applicable | Chesterfield Tube Co. from Aug 2004 is known as Chesterfield Special Cylinders.
Special Gas Cylinders | LAB5373SP | 2001-01-23 | Gerzat | France | 1994-09-01 | Apragaz | BS 5045-3 | Carbon dioxide (CO2) | Not available | 20MPA | 3.0L | Not available | Not available | Not applicable | Not available | Not applicable | 3.01KG | Not applicable | 12072 |  |  | Not recorded | Not applicable | No comment
Special Gas Cylinders | LAB5374SP | 2001-01-30 | CIG (Commonwealth Industrial Gases) | Australia | 1980-07-01 | CIG (Commonwealth Industrial Gases) | AS 1777 | Carbon dioxide (CO2) | Not available | 24.5MPA | 9.2KG | Not available | Not available | Not applicable | Not available | Not applicable | 9.4KG | Not applicable | WBDB7708 |  |  | Not recorded | Not applicable | No comment
Special Gas Cylinders | LAB5375SP | 2001-01-30 | Marison | USA | 1981-11-01 | TH Cochrane Laboratories | DOT 3A 2015 | Oxygen (O2) | 13.9MPA | 23.1MPA | 15.8KG | Not available | Not available | Not applicable | Not available | Not applicable | 7.9KG | Not applicable | 11730D, 11730D |  |  | Not recorded | Not applicable | No comment
Special Gas Cylinders | LAB5376SP | 2001-02-02 | Asahi:Seisakusho | Japan | 1983-01-01 | INTECO (International Inspection Co) | DOT 3AA 2015 | Oxygen (O2) | 13.9MPA | 23.1MPA | 20.6KG | Not available | Not available | Not applicable | Not available | Not applicable | 15.1KG | Not applicable | 6637 |  |  | Not recorded | Not applicable | No comment
Special Gas Cylinders | LAB5377SP | 2001-02-02 | Kammerich Stahlform | Germany | 1987-10-01 | TISTR (Thailand Institute of Scientific and Technological Research) | BS 5045 | Nitrogen (N2) | 20.0MPA | 21.2MPA | 37.1KG | Not available | Not available | Not applicable | Not available | Not applicable | 27.5KG | Not applicable | MF376331 |  |  | Not recorded | Not applicable | No comment
Special Gas Cylinders | LAB5378SP | 2001-02-07 | Catalina Cylinders | USA | 1997-02-01 | Arrowhead Industrial Services | TC/DOT 3AL 3000 | SCUBA | 20.7MPA | 34.5MPA | 2.68L | Not available | Not available | Not applicable | Not available | Not applicable | 3.46KG | Not applicable | CB00946 |  |  | Not recorded | Not applicable | No comment
Special Gas Cylinders | LAB5379SP | 2001-02-07 | PCI | Thailand | 1990-06-01 | TISTR (Thailand Institute of Scientific and Technological Research) | AS 2470 | LPG | Not available | 3.3MPA | 21.6L | Not available | Not available | Not applicable | Not available | Not applicable | 9.65KG | Not applicable | 3174 |  |  | Not recorded | Not applicable | No comment
Special Gas Cylinders | LAB5380SP | 2001-02-09 | Filipnas Electro | Phillipines | 1989-01-01 | Lloyds Register | AS 2469 | LPG | Not available | 3.3MPA | 10.76L | Not available | Not available | Not applicable | Not available | Not applicable | 5.56KG | Not applicable | S.N 7484 |  |  | Not recorded | Not applicable | No comment
Special Gas Cylinders | LAB5381SP | 2001-02-09 | Faber | Italy | 1995-11-01 | Lloyds Register | BS 5045/1/CM/S | SCUBA | 23.2MPA | 34.8MPA | 7.0L | Not available | Not available | Not applicable | Not available | Not applicable | 7.9KG | Not applicable | 95/9711/057 95/9711/104 95/9711/080 95/9711/0887 |  |  | Not recorded | Not applicable | No comment
Special Gas Cylinders | LAB5382SP | 2001-02-13 | Norris Cylinder Company Inc | USA | 1985-03-01 | TH Cochrane Laboratories | DOT 3AA 2015 | LPG | 14.1MPA | 23.1MPA | 23.4KG | Not available | Not available | Not applicable | Not available | Not applicable | 16.3KG | Not applicable | 128979Y |  |  | Not recorded | Not applicable | No comment
Special Gas Cylinders | LAB5383SP | 2001-02-20 | PCI | Thailand | 1988-01-01 | SGS | AS 2469: 1989 | LPG | Not available | 3.3MPA | 4.3KG | Not available | Not available | Not applicable | Not available | Not applicable | 7.2KG | Not applicable | T98-000637 |  |  | Not recorded | Not applicable | No comment
Special Gas Cylinders | LAB5384SP | 2001-02-20 | PCI | Thailand | 1999-09-01 | SGS | AS 2469: 1998 | LPG | Not available | 3.3MPA | 9.4KG | Not available | Not available | Not applicable | Not available | Not applicable | 21.6KG | Not applicable | PCI-99-068915 |  |  | Not recorded | Not applicable | No comment
Special Gas Cylinders | LAB5385SP | 2001-02-28 | Catalina Cylinders | USA | 1997-01-01 | Arrowhead Industrial Services | TC 3ALM 207 / DOT 3AL 3000 | SCUBA | 20.7MPA | 30.0MPA | 13.2KG | Not available | Not available | Not applicable | Not available | Not applicable | 9.1KG | Not applicable | J04891 |  |  | Not recorded | Not applicable | No comment
Special Gas Cylinders | LAB5386SP | 2001-03-01 | GPE (Industrial Engineering) | Australia | 1970-09-01 | GPE (Industrial Engineering) | ASB 115 A240 | LPG | Not available | 3.3MPA | 9.45KG | Not available | Not available | Not applicable | Not available | Not applicable | 21.8KG | Not applicable | J428 |  |  | Not recorded | Not applicable | No comment
Special Gas Cylinders | LAB5387SP | 2001-03-05 | Roth Mions | France | 1993-01-01 | Lloyds Register | BS 5045/1/CM/S | SCUBA | 23.2MPA | 34.8MPA | 12.2L | Not available | Not available | Not applicable | Not available | Not applicable | 14.4KG | Not applicable | 30507 |  |  | Not recorded | Not applicable | No comment
Special Gas Cylinders | LAB5388SP | 2001-03-07 | Catalina Cylinders | USA | 1988-03-01 | Steigerwalt Association | DOT 3AL 3000 | Air | 21.0MPA | 35.0MPA | 2.36L | Not available | Not available | Not applicable | Not available | Not applicable | 4.0KG | Not applicable | A15926 |  |  | Not recorded | Not applicable | No comment
Special Gas Cylinders | LAB5389SP | 2001-03-07 | Catalina Cylinders | USA | 1998-08-01 | Arrowhead Industrial Services | TC 3ALM 207 / DOT 3AL 3000 | SCUBA | 20.7MPA | 34.3MPA | 14.4KG | Not available | Not available | Not applicable | Not available | Not applicable | 9.8KG | Not applicable | AR007435 |  |  | Not recorded | Not applicable | No comment
Special Gas Cylinders | LAB5390SP | 2001-03-07 | Heiser | Austria | 1981-09-01 | Bureau Veritas | BS 5045/1/CM/S | Air | 20.0MPA | 34.1MPA | 4.22KG | Not available | Not available | Not applicable | Not available | Not applicable | 4.0L | Not applicable | F10732V |  |  | Not recorded | Not applicable | No comment
Special Gas Cylinders | LAB5391SP | 2001-03-07 | Luxfer Gas Cylinders | USA | 1001-01-01 | Arrowhead Industrial Services | CTC/DOT 3AL 3000 | SCUBA | 20.7MPA | 34.3MPA | Not available | Not available | Not available | Not applicable | Not available | Not applicable | 14.2KG 11.2KG | Not applicable | P623076 P6548861 |  |  | Not recorded | Not applicable | No comment
Special Gas Cylinders | LAB5392SP | 2001-03-13 | Faber | Italy | 1990-01-01 | Lloyds Register | BS 5045/1/CM/S | SCUBA | 30.0MPA | 20.0MPA | 10.0L | Not available | Not available | Not applicable | Not available | Not applicable | 10.7KG | Not applicable | 90/004/174 |  |  | Not recorded | Not applicable | No comment
Special Gas Cylinders | LAB5392SP | 2001-03-13 | Faber | Italy | 1990-04-01 | Lloyds Register | BS 5045/1/CM/S | SCUBA | 30.0MPA | 20.0MPA | 10.0L | Not available | Not available | Not applicable | Not available | Not applicable | 10.7KG | Not applicable | 90/010/086 |  |  | Not recorded | Not applicable | No comment
Special Gas Cylinders | LAB5392SP | 2001-03-13 | Faber | Italy | 1993-05-01 | Lloyds Register | BS 5045/1/CM/S | SCUBA | 30.0MPA | 20.0MPA | 10.0L | Not available | Not available | Not applicable | Not available | Not applicable | 10.7KG | Not applicable | 93/200/009 |  |  | Not recorded | Not applicable | No comment
Special Gas Cylinders | LAB5392SP | 2001-03-13 | Faber | Italy | 1993-05-01 | Lloyds Register | BS 5045/1/CM/S | SCUBA | 30.0MPA | 20.0MPA | 10.0L | Not available | Not available | Not applicable | Not available | Not applicable | 10.7KG | Not applicable | 93/200/053 |  |  | Not recorded | Not applicable | No comment
Special Gas Cylinders | LAB5393SP | 2001-03-13 | Aqualung | UK | 1001-01-01 | Lloyds Register | BS 5045 | SCUBA | 23.2MPA | 34.8MPA | 10.4L | Not available | Not available | Not applicable | Not available | Not applicable | 13.1KG | Not applicable | 116722 |  |  | Not recorded | Not applicable | No comment
Special Gas Cylinders | LAB5394SP | 2001-03-13 | Faber | Italy | 1992-09-01 | Lloyds Register | BS 5045 | SCUBA | 23.2mpa | 34.8mpa | 12.2l | Not available | Not available | Not applicable | Not available | Not applicable | 13.3kg | Not applicable | 92/9522/041 92/9522/036 |  |  | Not recorded | Not applicable | No comment
Special Gas Cylinders | LAB5395SP | 2001-03-19 | Faber | Italy | 1994-01-01 | Lloyds Register | BS 5045 | SCUBA | 23.2MPA | 34.8MPA | 10.9KG | Not available | Not available | Not applicable | Not available | Not applicable | 10.0KG | Not applicable | 94/9401/142 |  |  | Not recorded | Not applicable | No comment
Special Gas Cylinders | LAB5396SP | 2001-03-19 | Coyne | Korea | 1989-11-01 | Bureau Veritas | AS 2469 | LPG | Not available | 3.3MPA | 10.8L | Not available | Not available | Not applicable | Not available | Not applicable | 5.7KG | Not applicable | NO-00457M |  |  | Not recorded | Not applicable | No comment
Special Gas Cylinders | LAB5397SP | 2001-03-23 | Faber | Italy | 1999-10-01 | Rothimans | BS 5045 | SCUBA | 23.2MPA | 34.8MPA | 7.1L | Not available | Not available | Not applicable | Not available | Not applicable | 8.96KG | Not applicable | 8505P99? |  |  | Not recorded | Not applicable | No comment
Special Gas Cylinders | LAB5398SP | 2001-03-23 | PST | USA | 1981-08-01 | TH Cochrane Laboratories | DOT 3AA 1800 | Oxygen (O2) - Aviation | 12.4MPA | 20.7MPA | 14.5L | Not available | Not available | Not applicable | Not available | Not applicable | 12.3KG | Not applicable | 84168X |  |  | Not recorded | Not applicable | No comment
Special Gas Cylinders | LAB5399SP | 2001-03-23 | Luxfer Gas Cylinders | USA | 1999-04-01 | Arrowhead Industrial Services | DOT 3AL 2015 / TC 3ALM 139 | Oxygen (O2) | 13.9MPA | 23.1MPA | 1.8L | Not available | Not available | Not applicable | Not available | Not applicable | 1.6KG | Not applicable | BV27351 |  |  | Not recorded | Not applicable | No comment
Special Gas Cylinders | LAB5400SP | 2001-03-28 | Luxfer Gas Cylinders | USA | 1993-10-01 | Authorised Testing | TC 3ALM 139 / DOT 3AL 2015 | Oxygen (O2) | 13.9MPA | 23.1MPA | 4.72L | Not available | Not available | Not applicable | Not available | Not applicable | 3.58KG | Not applicable | E151659 |  |  | Not recorded | Not applicable | No comment
Special Gas Cylinders | LAB5401SP | 2001-04-03 | Primus | Australia | 1980-09-01 | Tubemakers of Australia | ASB 115 A240 | LPG | 1.7MPA | 3.3MPA | 3.4KG | Not available | Not available | Not applicable | Not available | Not applicable | 5.4KG | Not applicable | 653 |  |  | Not recorded | Not applicable | No comment
Special Gas Cylinders | LAB5402SP | 2001-04-05 | Luxfer Gas Cylinders | UK | 1989-03-01 | Lloyds Register | BS 5045-3 | SCUBA | 23.2MPA | 34.8MPA | 10.4L | Not available | Not available | Not applicable | Not available | Not applicable | 13.7KG | Not applicable | P2700M662A |  |  | Not recorded | Not applicable | No comment
Special Gas Cylinders | LAB5403SP | 2001-04-05 | Catalina Cylinders | USA | 1994-12-01 | Arrowhead Industrial Services | Not available | Oxygen (O2) - Aviation | 15.3MPA | 25.4MPA | 1.52l | Not available | Not available | Not applicable | Not available | Not applicable | 0.76 kg | Not applicable | BT00604M4002 |  |  | Not recorded | Not applicable | No comment
Special Gas Cylinders | LAB5404SP | 2001-04-10 | Catalina Cylinders | USA | 1987-09-01 | Steigerwalt Association | DOT 3AL | SCUBA | 20.7MPA | 35.8MPA | 15.9KG | Not available | Not available | Not applicable | Not available | Not applicable | 10.83KG | Not applicable | A38606 |  |  | Not recorded | Not applicable | No comment
Special Gas Cylinders | LAB5405SP | 2001-04-10 | PCI | Thailand | 1987-10-01 | TISTR (Thailand Institute of Scientific and Technological Research) | AS 2470: 1981 3314 | LPG | Not available | 3.3MPA | 10.1KG | Not available | Not available | Not applicable | Not available | Not applicable | 21.9KG | Not applicable | 180 |  |  | Not recorded | Not applicable | No comment
Special Gas Cylinders | LAB5406SP | 2001-04-11 | Marison | USA | 1980-12-01 | TH Cochrane Laboratories | DOT 3AA | Oxygen (O2) | 13.9MPA | 23.1MPA | 4.1KG | Not available | Not available | Not applicable | Not available | Not applicable | 2.9KG | Not applicable | 848222C |  |  | Not recorded | Not applicable | No comment
Special Gas Cylinders | LAB5407SP | 2001-04-12 | Chesterfield Special Cylinders | UK | 1985-01-01 | Bureau Veritas | BS 5045/1/CM/S | Air | 20.6MPA | 34.3MPA | 9.0L | Not available | Not available | Not applicable | Not available | Not applicable | 10.3KG | Not applicable | 1562722 |  |  | Not recorded | Not applicable | CTCO from Aug 2004 is known as Chesterfield Special Cylinders.
Special Gas Cylinders | LAB5408SP | 2001-04-19 | Mangels | Brazil | 1981-05-01 | Bureau Veritas | ASB 239 | LPG | 1.68MPA | 3.36MPA | 5.8KG | Not available | Not available | Not applicable | Not available | Not applicable | 10.6KG | Not applicable | 24527 |  |  | Not recorded | Not applicable | No comment
Special Gas Cylinders | LAB5409SP | 2001-04-30 | Chesterfield Special Cylinders | UK | 1988-02-01 | BIEL | BS 5045/1/CM/S | Air | 20.0MPA | 32.3MPA | 1.04L | Not available | Not available | Not applicable | Not available | Not applicable | 1.67KG | Not applicable | 2278387 |  |  | Not recorded | Not applicable | CTCO from Aug 2004 is known as Chesterfield Special Cylinders.
Special Gas Cylinders | LAB5410SP | 2001-05-01 | Luxfer Gas Cylinders | USA | 1995-10-01 | Arrowhead Industrial Services | TC 3ALM / DOT 3AL 1800 | Carbon dioxide (CO2) | 12.4MPA | 20.7 Mpa | 5.8KG | Not available | Not available | Not applicable | Not available | Not applicable | 6.8KG | Not applicable | W288287 |  |  | Not recorded | Not applicable | No comment
Special Gas Cylinders | LAB5411SP | 2001-05-04 | PCI | Thailand | 1989-11-01 | TISTR (Thailand Institute of Scientific and Technological Research) | AS 2470: 1989 | LPG | Not available | 3.3MPA | 9.9KG | Not available | Not available | Not applicable | Not available | Not applicable | 22.3KG | Not applicable | 34307 |  |  | Not recorded | Not applicable | No comment
Special Gas Cylinders | LAB5412SP | 2001-05-08 | Roth Mions | France | 1986-07-01 | Lloyds Register | BS 5045 | SCUBA | 23.2MPA | 38.5MPA | 14.6KG | Not available | Not available | Not applicable | Not available | Not applicable | 10.4KG | Not applicable | 36815 |  |  | Not recorded | Not applicable | No comment
Special Gas Cylinders | LAB5413SP | 2001-05-08 | SMPC (Sahamiter Pressure Container Ltd) | Thailand | 1995-08-01 | Lloyds Register | AS 2469: 1989 | LPG | Not available | 3.3MPA | 7.2L | Not available | Not available | Not applicable | Not available | Not applicable | 4.17KG | Not applicable | 202134 |  |  | Not recorded | Not applicable | No comment
Special Gas Cylinders | LAB5414SP | 2001-05-11 | Luxfer Gas Cylinders | USA | 1992-02-01 | Arrowhead Industrial Services | CTC/DOT 3AL 3000 | SCUBA | 20.6MPA | 34.4MPA | 3.3KG | Not available | Not available | Not applicable | Not available | Not applicable | 1.94KG | Not applicable | NN30057 |  |  | Not recorded | Not applicable | No comment
Special Gas Cylinders | LAB5415SP - WITHDRAWN 31/10/2017 | 2001-05-15 | CIG (Commonwealth Industrial Gases) | Australia | 1981-01-01 | CIG (Commonwealth Industrial Gases) | AS 1777 | SCUBA | 22.4MPA | 34.5MPA | 15.6KG | Not available | Not available | Not applicable | Not available | Not applicable | 11.55KG | Not applicable | C7070 |  |  | Not recorded | Not applicable | Must not be filled or tested.
Special Gas Cylinders | LAB5416SP | 2001-05-24 | Faber | Italy | 2001-02-01 | Lloyds Register | BS 5045 | SCUBA | 23.2MPA | 34.8MPA | 12.2L | Not available | Not available | Not applicable | Not available | Not applicable | 13.4KG | Not applicable | 01/147/003, 17, 142, 146, 147, 148 |  |  | Not recorded | Not applicable | No comment
Special Gas Cylinders | LAB5417SP | 2001-05-25 | Rheem | Australia | 1982-06-01 | Rheem | ASB 239 | LPG | Not available | 3.3MPA | 9.0KG | Not available | Not available | Not applicable | Not available | Not applicable | 23.1KG | Not applicable | 319150 |  |  | Not recorded | Not applicable | No comment
Special Gas Cylinders | LAB5418SP | 2001-05-25 | Coyne | Korea | 1990-07-01 | Bureau Veritas | AS 2469 | LPG | Not available | 3.3MPA | 5.9KG | Not available | Not available | Not applicable | Not available | Not applicable | 10.8KG | Not applicable | 311 |  |  | Not recorded | Not applicable | No comment
Special Gas Cylinders | LAB5419SP | 2001-06-06 | Taylor Wharton Co. | USA | 1982-05-01 | Professional Service Industries Inc | DOT 3AA 2265 | Air | 15.6MPA | 26.0MPA | 51.7KG | Not available | Not available | Not applicable | Not available | Not applicable | 44.2KG | Not applicable | HS240488 |  |  | Not recorded | Not applicable | No comment
Special Gas Cylinders | LAB5420SP | 2001-06-25 | Filipnas Electro | Phillipines | 1987-09-01 | Lloyds Register | AS 2470 | LPG | Not available | 3.3MPA | 21.28L | Not available | Not available | Not applicable | Not available | Not applicable | 9.68KG | Not applicable | 50660 |  |  | Not recorded | Not applicable | No comment
Special Gas Cylinders | LAB5421SP | 2001-06-25 | Luxfer Gas Cylinders | UK | 1997-05-01 | Lloyds Register | BS 5045-3 | SCUBA | 23.2MPA | 34.8MPA | 12.2L | Not available | Not available | Not applicable | Not available | Not applicable | 16.5KG | Not applicable | P2986M/A2163 |  |  | Not recorded | Not applicable | No comment
Special Gas Cylinders | LAB5422SP | 2001-06-25 | Luxfer Gas Cylinders | USA | 1989-10-01 | Authorised Testing | DOT 3AL 3000 | SCUBA | 20.6MPA | 34.4MPA | 14.38KG | Not available | Not available | Not applicable | Not available | Not applicable | 11.18KG | Not applicable | P445439 |  |  | Not recorded | Not applicable | No comment
Special Gas Cylinders | LAB5423SP | 2001-06-25 | Luxfer Gas Cylinders | USA | 1987-07-01 | Authorised Testing | DOT 3AL 3000 | SCUBA | 20.6MPA | 34.4MPA | 9.69KG | Not available | Not available | Not applicable | Not available | Not applicable | 7.01KG | Not applicable | R21960 |  |  | Not recorded | Not applicable | No comment
Special Gas Cylinders | LAB5424SP | 2001-06-26 | Manchester Tank Company | Australia | 1996-12-01 | Unknown | AS 2470 | LPG | 8.56KG. | 3.3MPA | 8.05KG | Not available | Not available | Not applicable | Not available | Not applicable | 22.0KG | Not applicable | 533299 |  |  | Not recorded | Not applicable | No comment
Special Gas Cylinders | LAB5425SP | 2001-06-27 | IUK | Germany | 1972-02-01 | Lloyds Register | HOT | SCUBA | 20.0MPA | 26.7MPA | 2.5KG | Not available | Not available | Not applicable | Not available | Not applicable | 1.9JG | Not applicable | EA5286 |  |  | Not recorded | Not applicable | No comment
Special Gas Cylinders | LAB5426SP | 2001-06-27 | Manchester Tank Company | Australia | 2000-05-01 | SGS | AS 2469 | LPG | Not available | 3.3MPA | 13.7KG | Not available | Not available | Not applicable | Not available | Not applicable | 32KG | Not applicable | BZ8814 |  |  | Not recorded | Not applicable | No comment
Special Gas Cylinders | LAB5427SP | 2001-07-03 | Usines Standard | Belgium | 1963-09-01 | Unknown | Not available | LPG | Not available | 3.3MPA | 9.83KG | Not available | Not available | Not applicable | Not available | Not applicable | 11.79KG | Not applicable | H1075 |  |  | Not recorded | Not applicable | No comment
Special Gas Cylinders | LAB5428SP | 2001-07-04 | Luxfer Gas Cylinders | USA | 1997-06-01 | Arrowhead Industrial Services | DOT 3AL 2216 / TC 3ALM | Oxygen (O2) | 15.2MPA | 23.2MPA | 0.732L | Not available | Not available | Not applicable | Not available | Not applicable | 1.21 kg | Not applicable | BF7206 BF7193 BF7240 BF18646 BF18713 BF18716 BF18726 BF18741 |  |  | Not recorded | Not applicable | No comment
Special Gas Cylinders | LAB5429SP | 2001-07-04 | SMPC (Sahamiter Pressure Container Ltd) | Thailand | 1999-07-01 | TISTR (Thailand Institute of Scientific and Technological Research) | DOT 4BA 240 | LPG | Not available | 3.3MPA | 26.2L | Not available | Not available | Not applicable | Not available | Not applicable | 13.1KG | Not applicable | 1168 |  |  | Not recorded | Not applicable | No comment
Special Gas Cylinders | LAB5430SP | 2001-07-11 | Primus | Sweden | 1982-06-01 | SA Sweden | AS 2468 | LPG | Not available | 3.3MPA | 4.2KG | Not available | Not available | Not applicable | Not available | Not applicable | 7.95KG | Not applicable | 4910 |  |  | Not recorded | Not applicable | No comment
Special Gas Cylinders | LAB5431SP | 2001-07-13 | Chesterfield Special Cylinders | UK | 1001-01-01 | BOC | HOS | Oxygen (O2) | 17.2NOAM | 28.7NOA | 61.7JGM | Not available | Not available | Not applicable | Not available | Not applicable | 47.3JGM | Not applicable | S229809 |  |  | Approved for orginal pressures only, delete upratings | Not applicable | CTCO from Aug 2004 is known as Chesterfield Special Cylinders.
Special Gas Cylinders | LAB5432SP | 2001-07-16 | Faber | Italy | 1998-11-01 | Lloyds Register | BS 5045/1/CM/S | SCUBA | Not available | Not available | Not available | Not available | Not available | Not applicable | Not available | Not applicable | Not available | Not applicable | 98/9743 |  |  | Not recorded | Not applicable | No comment
Special Gas Cylinders | LAB5433SP | 2001-07-18 | Al'arugyar | Hungary | 1973-11-01 | Hungarian State | MK231 | LPG | Not available | 3.0MPA | 7.5KG | Not available | Not available | Not applicable | Not available | Not applicable | 26.4L | Not applicable | 29181 |  |  | Not recorded | Not applicable | No comment
Special Gas Cylinders | LAB5434SP | 2001-07-19 | Roth Mions | France | 1992-03-01 | Lloyds Register | BS 5045 | SCUBA | 23.2MPA | 34.8MPA | 14.8KG | Not available | Not available | Not applicable | Not available | Not applicable | 12.4KG | Not applicable | 40195 |  |  | Not recorded | Not applicable | No comment
Special Gas Cylinders | LAB5435SP | 2001-07-23 | Faber | Italy | 1996-02-01 | Lloyds Register | BS 5045 | SCUBA | 23.2MPA | 34.8MPA | 3.0L | Not available | Not available | Not applicable | Not available | Not applicable | 3.6KG | Not applicable | 96/9231/043 |  |  | Not recorded | Not applicable | No comment
Special Gas Cylinders | LAB5436SP | 2001-07-30 | Companion | Sweden | 1983-11-01 | Tubemakers of Australia | AS 2468 | LPG | Not available | 3.31MPA | 3.87KG | Not available | Not available | Not applicable | Not available | Not applicable | 5.0KG | Not applicable | 0206 0459 |  |  | Not recorded | Not applicable | No comment
Special Gas Cylinders | LAB5437SP | 2001-07-31 | Norris Cylinder Company Inc | USA | 1984-09-01 | TH Cochrane Laboratories | DOT 3AA | Oxygen (O2) | 13.9 Mpa | 23.1 Mpa | 23.4 kg | Not available | Not available | Not applicable | Not available | Not applicable | 16.4 kg | Not applicable | 89123Y |  |  | Not recorded | Not applicable | No comment
Special Gas Cylinders | LAB5438SP | 2001-08-01 | Manchester Tank Company | Australia | 1999-03-01 | SGS | AS 2470 | LPG | Not available | 3.3MPA | 32KG | Not available | Not available | Not applicable | Not available | Not applicable | 14KG EW | Not applicable | 1231 |  |  | Not recorded | Not applicable | No comment
Special Gas Cylinders | LAB5439SP | 2001-08-01 | Luxfer Gas Cylinders | USA | 1997-08-01 | Arrowhead Industrial Services | DOT 3AL 3000 / TC 3ALM 207 | SCUBA | 20.7MPA | 34.5MPA | 14.3KG | Not available | Not available | Not applicable | Not available | Not applicable | 11.2KG | Not applicable | P329635 |  |  | Not recorded | Not applicable | No comment
Special Gas Cylinders | LAB5440SP | 2001-08-01 | Luxfer Gas Cylinders | USA | 1987-03-01 | Authorised Testing | CTC/DOT 3AL 3000 | SCUBA | 20.7MPA | 34.5MPA | 14.4KG | Not available | Not available | Not applicable | Not available | Not applicable | 11.3KG | Not applicable | 301439 |  |  | Not recorded | Not applicable | No comment
Special Gas Cylinders | LAB5441SP | 2001-08-01 | SMPC (Sahamiter Pressure Container Ltd) | Thailand | 1996-05-01 | TISTR (Thailand Institute of Scientific and Technological Research) | DOT 4BA 240 | LPG | 1.6MPA | 3.3MPA | 26.2KG | Not available | Not available | Not applicable | Not available | Not applicable | 13.3KG13.7KG | Not applicable | 21529 |  |  | Not recorded | Not applicable | No comment
Special Gas Cylinders | LAB5442SP | 2001-08-09 | Heiser | Austria | 1001-01-01 | TUV (Technische Ueberwachungs Verein) | BS 5045/1/CM/S | Breathing Apparatus | 20.7MPA | 31.1MPA | 9.0L | Not available | Not available | Not applicable | Not available | Not applicable | 10.0KG | Not applicable | VARIOUS (ATTACHEDLIST) |  |  | Not recorded | Not applicable | No comment
Special Gas Cylinders | LAB5443SP | 2001-08-15 | Heiser | Austria | 1999-03-01 | Bureau Veritas | HSE-SS-HWW3 | Air | 30.0MPA | 45.0MPA | 6.0L | Not available | Not available | Not applicable | Not available | Not applicable | 5.37KG | Not applicable | LN1484 LN1476 |  |  | Not recorded | Not applicable | No comment
Special Gas Cylinders | LAB5444SP | 2001-08-23 | Chesterfield Special Cylinders | UK | 1983-12-01 | Lloyds Register | BS 5045 | Air | 20.7MPA | 32.8MPA | 4.8KG | Not available | Not available | Not applicable | Not available | Not applicable | 4.03KG | Not applicable | 956642 956601 956595 956613 |  |  | Not recorded | Not applicable | CTCO from Aug 2004 is known as Chesterfield Special Cylinders.
Special Gas Cylinders | LAB5445SP | 2001-08-23 | Luxfer Gas Cylinders | USA | 1990-06-01 | Arrowhead Industrial Services | DOT 3AL 1800 | Carbon dioxide (CO2) | 12.4MPA | 20.7 Mpa | 2.15KG | Not available | Not available | Not applicable | Not available | Not applicable | 1.74KG | Not applicable | HO56212 |  |  | Not recorded | Not applicable | No comment
Special Gas Cylinders | LAB5446SP | 2001-08-23 | Faber | Italy | 1995-09-01 | Lloyds Register | BS 5045/1/CM/S | SCUBA | 30.0MPA | 46.5PA | 10.0L | Not available | Not available | Not applicable | Not available | Not applicable | 14.4KG | Not applicable | 95-9679-035 |  |  | Not recorded | Not applicable | No comment
Special Gas Cylinders | LAB5447SP | 2001-08-27 | Faber | Italy | 1001-01-01 | Lloyds Register | BS 5045/1/CM/S | SCUBA | 23.2MPA | 34.8MPA + | 3.0L | Not available | Not available | Not applicable | Not available | Not applicable | 3.7KG | Not applicable | 00/9346/139'1/8474/013DATE |  |  | Not recorded | Not applicable | No comment
Special Gas Cylinders | LAB5448SP | 2001-08-29 | PCI | Thailand | 1996-07-01 | SGS | AS 2470 | CR10 | Not available | 4.2MPA | 11.7KG | Not available | Not available | Not applicable | Not available | Not applicable | 21.6KG | Not applicable | 991 |  |  | Not recorded | Not applicable | No comment
Special Gas Cylinders | LAB5449SP | 2001-08-27 | Catalina Cylinders | USA | 2017-01-04 | TH Cochrane Laboratories | DOT 3AL 2015 | Oxygen (O2) - Aviation | 13.9MPA | 23.0MPA | 4.9L | Not available | Not available | Not applicable | Not available | Not applicable | 3.7KG | Not applicable | 982207 |  |  | Not recorded | Not applicable | No comment
Special Gas Cylinders | LAB5450SP | 2001-08-29 | Catalina Cylinders | USA | 1999-07-01 | TH Cochrane Laboratories | TC 3ALM 207 / DOT 3AL 3000 | SCUBA - Nitrox | 20.7MPA | 34.5MPA | 5.7L | Not available | Not available | Not applicable | Not available | Not applicable | Not available | Not applicable | B1001923 B100192 B1001928 B1001930 B1001936 B1001938 |  |  | Not recorded | Not applicable | No comment
Special Gas Cylinders | LAB5451SP | 2001-08-31 | Rheem | Australia | 1980-08-01 | Rheem | ASB 239 | LPG | Not available | 3.3MPA | 65.7KG | Not available | Not available | Not applicable | Not available | Not applicable | 26.2KG | Not applicable | 41 |  |  | Not recorded | Not applicable | No comment
Special Gas Cylinders | LAB5452SP | 2001-08-31 | Dae Jung | Korea | 1989-12-01 | Bureau Veritas | AS 2470 | LPG | Not available | 3.3MPA | 9.3KG | Not available | Not available | Not applicable | Not available | Not applicable | 21.4KG | Not applicable | 34973 |  |  | Not recorded | Not applicable | No comment
Special Gas Cylinders | LAB5453SP | 2001-09-03 | SMPC (Sahamiter Pressure Container Ltd) | Thailand | 1997-10-01 | TISTR (Thailand Institute of Scientific and Technological Research) | DOT 4BA 240 | LPG | Not available | 3.3MPA | 26.2L | Not available | Not available | Not applicable | Not available | Not applicable | 13.0KG | Not applicable | 34848 |  |  | Not recorded | Not applicable | No comment
Special Gas Cylinders | LAB5454SP - WITHDRAWN 31/10/2017 | 2001-09-06 | CIG (Commonwealth Industrial Gases) | Australia | 1990-04-01 | CIG (Commonwealth Industrial Gases) | AS 1777 | SCUBA | 24.0MPA | 36.0MPA | 15.4KG | Not available | Not available | Not applicable | Not available | Not applicable | 11.5KG | Not applicable | SA0988 |  |  | Not recorded | Not applicable | Must not be filled or tested.
Special Gas Cylinders | LAB5455SP | 2001-09-07 | Chesterfield Special Cylinders | UK | 1993-10-01 | Lloyds Register | BS 5045/1/CM/S | Carbon dioxide (CO2) | Not available | 25.0MPA | 80.6KG | Not available | Not available | Not applicable | Not available | Not applicable | 68.0L | Not applicable | 26043 |  |  | Not recorded | Not applicable | CTCO from Aug 2004 is known as Chesterfield Special Cylinders.
Special Gas Cylinders | LAB5456SP | 2001-09-11 | Chesterfield Special Cylinders | UK | 1001-01-01 | Lloyds Register | BS 5045/1/CM/S | Air - Dive Compressor Storage | Not available | Not available | Not available | Not available | Not available | Not applicable | Not available | Not applicable | Not available | Not applicable | 6004309 6004256 6004315 6004315 |  |  | Not recorded | Not applicable | CTCO from Aug 2004 is known as Chesterfield Special Cylinders.
Special Gas Cylinders | LAB5457SP | 2001-09-11 | Catalina Cylinders | USA | 1994-07-01 | Arrowhead Industrial Services | TC 3ALM / DOT 3AL 3300 | SCUBA | 22.8MPA | 37.8MPA | 20.62KG | Not available | Not available | Not applicable | Not available | Not applicable | 13.36KG | Not applicable | AA01705 |  |  | Not recorded | Not applicable | No comment
Special Gas Cylinders | LAB5458SP | 2001-09-12 | Heiser | Austria | 1997-01-01 | Bureau Veritas | BS 5045/1/CM/S | SCUBA | 20.7MPA | 31.2MPA | 1.0L | Not available | Not available | Not applicable | Not available | Not applicable | 1.43KG | Not applicable | CB5935 |  |  | Not recorded | Not applicable | No comment
Special Gas Cylinders | LAB5459SP | 2001-09-19 | PST | USA | 1990-09-01 | TH Cochrane Laboratories | CTC/DOT 3AA 2015 | Oxygen (O2) - Aviation | 13.9MPA | 23.2MPA | 4.9KG | Not available | Not available | Not applicable | Not available | Not applicable | 5.0KG | Not applicable | 134711 |  |  | Not recorded | Not applicable | No comment
Special Gas Cylinders | LAB5460SP | 2001-09-24 | PCI | Thailand | 1991-05-01 | TISTR (Thailand Institute of Scientific and Technological Research) | AS 2470 | LPG | Not available | 3.3MPA | 12.5KG | Not available | Not available | Not applicable | Not available | Not applicable | 26.2L | Not applicable | 861 |  |  | Not recorded | Not applicable | No comment
Special Gas Cylinders | LAB5461SP | 2001-10-01 | Heiser | Austria | 1996-09-01 | Bureau Veritas | BS 5045/1/CM/S | Breathing Apparatus | 20.7MPA | 31.7MPA | 2.6KG | Not available | Not available | Not applicable | Not available | Not applicable | 2.0KG | Not applicable | BV7918 BV7892 |  |  | Not recorded | Not applicable | No comment
Special Gas Cylinders | LAB5462SP | 2001-10-01 | Roth Mions | France | 1998-06-01 | Lloyds Register | BS 5045 | SCUBA | 23.4MPA | 35.1MPA | 15.9KG | Not available | Not available | Not applicable | Not available | Not applicable | 12.5KG | Not applicable | 92481 924998 |  |  | Not recorded | Not applicable | No comment
Special Gas Cylinders | LAB5463SP | 2001-10-01 | Luxfer Gas Cylinders | UK | 1986-05-01 | Lloyds Register | BS 5045-3 | SCUBA | 23.2MPA | 34.8MPA | 10.0L | Not available | Not available | Not applicable | Not available | Not applicable | 13.45KG | Not applicable | P2521M3419A |  |  | Not recorded | Not applicable | No comment
Special Gas Cylinders | LAB5464SP | 2001-10-01 | Luxfer Gas Cylinders | UK | 1985-06-01 | Lloyds Register | BS 5045-3 | SCUBA | 23.2MPA | 34.8MPA | 12.0L | Not available | Not available | Not applicable | Not available | Not applicable | 16.35KG | Not applicable | B2582M2143A |  |  | Not recorded | Not applicable | No comment
Special Gas Cylinders | LAB5465SP | 2001-10-02 | Luxfer Gas Cylinders | UK | 1998-01-01 | Lloyds Register | BS 5045 | SCUBA | 23.2MPA | 34.8MPA | 12.2L | Not available | Not available | Not applicable | Not available | Not applicable | 16.3KG | Not applicable | A2967 A2972 A2975 A2980 |  |  | Not recorded | Not applicable | No comment
Special Gas Cylinders | LAB5466SP | 2001-10-08 | Faber | Italy | 2000-05-01 | Lloyds Register | BS 5045 | SCUBA | 23.2MPA | 34.8MPA | 12.2L | Not available | Not available | Not applicable | Not available | Not applicable | 13.6KG | Not applicable | 9431 |  |  | Not recorded | Not applicable | No comment
Special Gas Cylinders | LAB5467SP | 2001-10-09 | Rheem | Australia | 1980-12-01 | Lloyds Register | ASB 239 | LPG | Not available | 3.3MPA | 23.3KG | Not available | Not available | Not applicable | Not available | Not applicable | 9.3KG, 9.63KG EW | Not applicable | 11276/C33115 |  |  | Not recorded | Not applicable | No comment
Special Gas Cylinders | LAB5468SP | 2001-10-11 | Chesterfield Special Cylinders | UK | 1982-04-01 | Lloyds Register | BS 5045 | Air | 27.6MMPA | 51.6MPA | 45.3KG | Not available | Not available | Not applicable | Not available | Not applicable | 56.1KG | Not applicable | 9846119 |  |  | Not recorded | Not applicable | CTCO from Aug 2004 is known as Chesterfield Special Cylinders.
Special Gas Cylinders | LAB5469SP | 2001-10-11 | Luxfer Gas Cylinders | UK | 1987-02-01 | Lloyds Register | BS 5045-3 | Air | 23.2MPA | 34.8MPA | 9.2L | Not available | Not available | Not applicable | Not available | Not applicable | 11.8KG | Not applicable | P2627M |  |  | Not recorded | Not applicable | No comment
Special Gas Cylinders | LAB5470SP | 2001-10-11 | Luxfer Gas Cylinders | UK | 1988-11-01 | Lloyds Register | BS 5045-3 | SCUBA | 23.2MPA | 34.8MPA | 2.0L | Not available | Not available | Not applicable | Not available | Not applicable | 3.0KG | Not applicable | P2628 |  |  | Not recorded | Not applicable | No comment
Special Gas Cylinders | LAB5471SP | 2001-10-11 | Heiser | Austria | 1001-01-01 | Bureau Veritas | BS 5045/1/CM/S | SCUBA | 22.8MPA | 37.9MPA | 12.0L | Not available | Not available | Not applicable | Not available | Not applicable | 14.7KG | Not applicable | N5498 |  |  | Not recorded | Not applicable | No comment
Special Gas Cylinders | LAB5472SP | 2001-10-15 | Heiser | Austria | 1001-01-01 | Bureau Veritas | BS 5045/1/CM/S | SCUBA | 23.2MPA | 34.8MPA | 12.0L | Not available | Not available | Not applicable | Not available | Not applicable | 14.8KG | Not applicable | P54891 (see comments) |  |  | Not recorded | Not applicable | Cylinder P54961 presented for test with this register number. Original entry assumed to be a mistake.
Special Gas Cylinders | LAB5473SP - WITHDRAWN 31/10/2017 | 2001-10-15 | CIG (Commonwealth Industrial Gases) | Australia | 1980-11-01 | CIG (Commonwealth Industrial Gases) | AS 1777 | SCUBA | 20.7MPA | 32.0MPA | 12.4KG | Not available | Not available | Not applicable | Not available | Not applicable | 10.35KG | Not applicable | Y4068 |  |  | Not recorded | Not applicable | Must not be filled or tested.
Special Gas Cylinders | LAB5474SP | 2001-10-18 | PCI | Thailand | 1996-01-01 | SGS | AS 2470: 1989 | LPG | Not available | 3.3MPA | 9.6KG | Not available | Not available | Not applicable | Not available | Not applicable | 21.6KG | Not applicable | 2959 |  |  | Not recorded | Not applicable | No comment
Special Gas Cylinders | LAB5475SP | 2001-10-18 | Faber | Italy | 1994-07-01 | Lloyds Register | BS 5045/1/CM/S | Air | 23.2MPA | 34.8MPA | 3.0L | Not available | Not available | Not applicable | Not available | Not applicable | 3.0KG | Not applicable | 94/9416/040 |  |  | Not recorded | Not applicable | No comment
Special Gas Cylinders | LAB5476SP | 2001-10-18 | Roth Mions | France | 1998-04-01 | Lloyds Register | BS 5045 | Air | 23.2MPA | 34.8MPA | 12.15L | Not available | Not available | Not applicable | Not available | Not applicable | 14.7KG | Not applicable | 80464 |  |  | Not recorded | Not applicable | No comment
Special Gas Cylinders | LAB5477SP | 2001-10-25 | Roth Mions | France | 1998-04-01 | Lloyds Register | BS 5045 | Air | 23.4MPA | 35.1MPA | 12.5L | Not available | Not available | Not applicable | Not available | Not applicable | 16.0KG | Not applicable | 80383 |  |  | Not recorded | Not applicable | No comment
Special Gas Cylinders | LAB5478SP | 2001-10-25 | CIG (Commonwealth Industrial Gases) | Australia | 1990-05-01 | Lloyds Register | BS 5045-3 | Air | 20MPA | 30MPA | 1.0L | Not available | Not available | Not applicable | Not available | Not applicable | 1.22KG | Not applicable | 103238 |  |  | Not recorded | Not applicable | No comment
Special Gas Cylinders | LAB5479SP | 2001-11-06 | Luxfer Gas Cylinders | UK | 1990-04-01 | Lloyds Register | BS 5045-3 | Air | 23.2MPA | 34.8MPA | 10.4L | Not available | Not available | Not applicable | Not available | Not applicable | 13.8KG | Not applicable | P2700M2212A |  |  | Not recorded | Not applicable | No comment
Special Gas Cylinders | LAB5480SP | 2001-11-06 | CIG (Commonwealth Industrial Gases) | Australia | 1980-10-01 | CIG (Commonwealth Industrial Gases) | AS 1777 | Air | 22.4MPA | 34.5MPA | 15.65KG | Not available | Not available | Not applicable | Not available | Not applicable | 11.55KG | Not applicable | C8531 |  |  | Not recorded | Not applicable | No comment
Special Gas Cylinders | LAB5481SP | 2001-11-06 | Heiser | Austria | 1991-03-01 | Bureau Veritas | BS 5045/1/CM/S | Air | 30.0MPA | 45.1MPA | 11.3L | Not available | Not available | Not applicable | Not available | Not applicable | 17.0KG | Not applicable | W50698 |  |  | Not recorded | Not applicable | No comment
Special Gas Cylinders | LAB5482SP | 2001-11-06 | Wolfedale Cylinders | Canada | 1986-06-01 | Warnock Hersey | CTC 4BA 240 | LPG | 1.65MPA | 3.3MPA | 8.5KG | Not available | Not available | Not applicable | Not available | Not applicable | 21.5KG | Not applicable | 154258E |  |  | Not recorded | Not applicable | No comment
Special Gas Cylinders | LAB5483SP | 2001-11-09 | Norris Cylinder Company Inc | USA | 1974-07-01 | Norris | DOT 3AA 1800 | Air | 12.4 Mpa | 20.7 Mpa | 15.62 kg | Not available | Not available | Not applicable | Not available | Not applicable | 13.82 kg | Not applicable | HO-280125 |  |  | Not recorded | Not applicable | No comment
Special Gas Cylinders | LAB5484SP | 2001-11-12 | IWKA | Germany | 1984-12-01 | TUV (Technische Ueberwachungs Verein) | BS 5045/1/CM/S | Oxygen (O2) - Medical | 20.0MPA | 35.3MPA | 1.0 L | Not available | Not available | Not applicable | Not available | Not applicable | 1.46 kg | Not applicable | 14222EB130 |  |  | Not recorded | Not applicable | No comment
Special Gas Cylinders | LAB5485SP | 2001-11-12 | Luxfer Gas Cylinders | Australia | 2000-07-01 | SGS | DOT 3AL 3500 | SCUBA | 20.7MPA | 34.5MPA | 14.5KG | Not available | Not available | Not applicable | Not available | Not applicable | 11.2KG | Not applicable | 3632 |  |  | Not recorded | Not applicable | No comment
Special Gas Cylinders | LAB5486SP | 2001-11-15 | Faber | Italy | 1996-07-01 | Lloyds Register | BS 5045/1/CM/S | SCUBA | 23.2MPA | 34.8MPA | 3.0L | Not available | Not available | Not applicable | Not available | Not applicable | 3.6KG | Not applicable | 96/9434 |  |  | Not recorded | Not applicable | No comment
Special Gas Cylinders | LAB5487SP | 2001-11-19 | Faber | Italy | 1995-11-01 | Lloyds Register | BS 5045/1/CM/S | SCUBA | 23.2MPA | 34.8MPA | 9.0L | Not available | Not available | Not applicable | Not available | Not applicable | 10.0KG | Not applicable | 95/9660, 82 |  |  | Not recorded | Not applicable | No comment
Special Gas Cylinders | LAB5488SP | 2001-11-19 | Manchester Tank Company | USA | 1985-08-01 | Unknown | DOT 4E 240 | LPG | 1.15MPA | 3.3MPA | 21.3KG | Not available | Not available | Not applicable | Not available | Not applicable | 5.1KG | Not applicable | HO12475 |  |  | Pre third party testing requirements | Not applicable | Not available
Special Gas Cylinders | LAB5488SP | 2001-11-19 | Manchester Tank Company | USA | 2002-05-01 | Unknown | DOT 4E 240 | LPG | 1.15MPA | 3.3MPA | 21.3KG | Not available | Not available | Not applicable | Not available | Not applicable | 5.1KG | Not applicable | HO12051 |  |  | Pre third party testing requirements | Not applicable | Not available
Special Gas Cylinders | LAB5489SP | 2001-11-19 | Worthington Cylinders | USA | 1987-07-01 | Unknown | DOT 4E 240 | LPG | 1.15MPA | 3.3MPA | 21.3KG | Not available | Not available | Not applicable | Not available | Not applicable | 5.9KG. | Not applicable | 20963CM |  |  | Pre third party testing requirements | Not applicable | Not available
Special Gas Cylinders | LAB5490SP - WITHDRAWN 31/10/2017 | 2001-11-19 | CIG (Commonwealth Industrial Gases) | Australia | 1981-09-01 | CIG (Commonwealth Industrial Gases) | AS 1777 | SCUBA | 34.5MPA | 22.4MPA | 15.55KG | Not available | Not available | Not applicable | Not available | Not applicable | 11.55KG | Not applicable | SND3018 |  |  | Not recorded | Not applicable | Must not be filled or tested.
Special Gas Cylinders | LAB5491SP | 2001-11-21 | Faber | Italy | 1001-01-01 | Lloyds Register | BS 5045/1/CM/S | SCUBA | 23.2MPA | 34.8MPA | 12.5L | Not available | Not available | Not applicable | Not available | Not applicable | 13.3KG | Not applicable | 005 & 0097 |  |  | Not recorded | Not applicable | No comment
Special Gas Cylinders | LAB5492SP | 2001-11-21 | Companion | Australia | 1981-10-01 | Tubemakers of Australia | ASB 115 A240 | LPG | Not available | 3.3MPA | 2.35KG | Not available | Not available | Not applicable | Not available | Not applicable | 2.49KG | Not applicable | 381 |  |  | Not recorded | Not applicable | No comment
Special Gas Cylinders | LAB5493SP | 2001-11-22 | Luxfer Gas Cylinders | UK | 1982-07-01 | Lloyds Register | HOAL 3 | SCUBA | 20.7MPA | 34.1MPA | 10.0L | Not available | Not available | Not applicable | Not available | Not applicable | 13.4KG | Not applicable | P2432011A |  |  | Not recorded | Not applicable | No comment
Special Gas Cylinders | LAB5494SP | 2001-11-22 | Kidde | USA | 1997-05-01 | Lloyds Register | BS 5045 | Carbon dioxide (CO2) | Not available | 25.0MPA | 76.3KG/76.6KG | Not available | Not available | Not applicable | Not available | Not applicable | 67KG | Not applicable | E791679 E791873 |  |  | Not recorded | Not applicable | No comment
Special Gas Cylinders | LAB5495SP | 2001-11-23 | Luxfer Gas Cylinders | USA | 1995-11-01 | Authorised Testing | TC 3ALM 207 / DOT 3AL 3000 | SCUBA | 20.7MPA | 34.5MPA | Not available | Not available | Not available | Not applicable | Not available | Not applicable | 11.35KG | Not applicable | P225241 |  |  | Not recorded | Not applicable | No comment
Special Gas Cylinders | LAB5495SP | 2001-11-23 | Luxfer Gas Cylinders | USA | 1996-01-01 | Authorised Testing | TC 3ALM 207 / DOT 3AL 3000 | SCUBA | 20.7MPA | 34.5MPA | Not available | Not available | Not available | Not applicable | Not available | Not applicable | 14.15KG | Not applicable | P229848 |  |  | Not recorded | Not applicable | No comment
Special Gas Cylinders | LAB5496SP | 2001-11-28 | Companion | Australia | 1984-03-01 | Statens Anlaggningsproving | AS 2468 | LPG | Not available | 3.31MPA | 3.6KG | Not available | Not available | Not applicable | Not available | Not applicable | 4.8KG | Not applicable | 21836-2608 |  |  | Not recorded | Not applicable | No comment
Special Gas Cylinders | LAB5497SP | 2001-12-05 | Chesterfield Special Cylinders | UK | 1982-04-01 | Unknown | BS 5045/1/CM/S | Carbon Dioxide (CO2) Nitrogen (N2)) | Not available | 20MPA | 8.18L | Not available | Not available | Not applicable | Not available | Not applicable | 12.05KG | Not applicable | 861485 |  |  | Pre third party testing requirements | Not applicable | CTCO now known as Chesterfield Special Cylinders (Aug 2004).
Special Gas Cylinders | LAB5498SP | 2001-12-05 | Companion | Australia | 1981-06-01 | Tubemakers of Australia | ASB 115 A240 | LPG | Not available | 3.31MPA | 2.49L | Not available | Not available | Not applicable | Not available | Not applicable | 2.35KG | Not applicable | 1256 |  |  | Not recorded | Not applicable | No comment
Special Gas Cylinders | LAB5499SP | 2001-12-05 | Chesterfield Special Cylinders | UK | 1983-02-01 | BIE (British Inspection Engineers) | BS 5045/1/CM/S | Carbon Dioxide (CO2) Nitrogen (N2)) | Not available | 20.0MPA | 4.94KG | Not available | Not available | Not applicable | Not available | Not applicable | 3.41KG | Not applicable | 899228 |  |  | Not recorded | Not applicable | CTCO now known as Chesterfield Special Cylinders (Aug 2004).
Special Gas Cylinders | LAB5500SP | 2001-12-05 | Heiser | Austria | 1988-08-01 | Bureau Veritas | BS 5045/1/CM/S | Carbon Dioxide (CO2) Nitrogen (N2)) | Not available | 22.9MPA | 3.86KG | Not available | Not available | Not applicable | Not available | Not applicable | 3.41KG | Not applicable | 532815 |  |  | Not recorded | Not applicable | No comment
Special Gas Cylinders | LAB5501SP | 2001-12-05 | Heiser | Austria | 1994-05-01 | Bureau Veritas | BS 5045/1/CM/S | SCUBA | 26.0MPA | 39.0MPA | 7.7L | Not available | Not available | Not applicable | Not available | Not applicable | 11.5KG | Not applicable | 8584/AL1653 |  |  | Not recorded | Not applicable | No comment
Special Gas Cylinders | LAB5502SP | 2001-12-07 | Primus | Australia | 1982-08-01 | Tubemakers of Australia | AS 2468 | LPG | Not available | 3.3MPA | 3.44KG | Not available | Not available | Not applicable | Not available | Not applicable | 5.51KG | Not applicable | SN8226 |  |  | Not recorded | Not applicable | No comment
Special Gas Cylinders | LAB5503SP | 2001-12-07 | Worthington Cylinders | USA | 1977-09-01 | Unknown | DOT 4E 240 | LPG | 1.65MPA | 3.3MPA | 4.53KG | Not available | Not available | Not applicable | Not available | Not applicable | 10.66KG | Not applicable | 5385B |  |  | Pre third party testing requirements | Not applicable | Not available
Special Gas Cylinders | LAB5504SP | 2001-12-07 | Federal Iron Work | Malaysia | 1977-06-01 | Unknown | ASB 239 | LPG | 3.31MPA | 11.6KG EW | 11.3KG | Not available | Not available | Not applicable | Not available | Not applicable | 21.7KG | Not applicable | 4300 |  |  | Pre third party testing requirements | Not applicable | Not available
Special Gas Cylinders | LAB5505SP | 2001-12-07 | Wolfedale Cylinders | Canada | 1991-11-01 | Warnock Hersey | CTC 4BA 240 | LPG | Not available | Not available | 8.3KG, 8.45KG | Not available | Not available | Not applicable | Not available | Not applicable | 21.5KG | Not applicable | 726020 |  |  | Not recorded | Not applicable | No comment
Special Gas Cylinders | LAB5506SP | 2001-12-17 | Tubermakers | Australia | 1981-06-01 | Unknown | ASB 115 | LPG | Not available | 3.3MPA | 2.49L | Not available | Not available | Not applicable | Not available | Not applicable | 2.34KG | Not applicable | SN4257+SN726746 (19/12/01) |  |  | Pre third party testing requirements | Not applicable | Not available
Special Gas Cylinders | LAB5507SP | 2001-12-20 | Wolfedale Cylinders | Canada | 1991-06-01 | Warnock Hersey | CTC 4BA 240 | LPG | Not available | 3.3MPA | 8.1KG, 8.5KG | Not available | Not available | Not applicable | Not available | Not applicable | 21.8KG | Not applicable | SN5563 |  |  | Not recorded | Not applicable | No comment
Special Gas Cylinders | LAB5508SP | 2001-12-21 | Luxfer Gas Cylinders | USA | 1999-01-01 | Arrowhead Industrial Services | DOT 3AL 3000 | SCUBA | 20.7MPA | 34.4MPA | 13.95KG | Not available | Not available | Not applicable | Not available | Not applicable | 11.12KG | Not applicable | P421259 |  |  | Not recorded | Not applicable | No comment
Special Gas Cylinders | LAB5509SP - WITHDRAWN 31/10/2017 | 2001-12-21 | CIG (Commonwealth Industrial Gases) | Australia | 1986-09-01 | CIG (Commonwealth Industrial Gases) | AS 1777 | SCUBA | 22.7MPA | 35.8MPA | 15.35KG | Not available | Not available | Not applicable | Not available | Not applicable | 11.45KG | Not applicable | SNM3927 |  |  | Not recorded | Not applicable | Must not be filled or tested.
Special Gas Cylinders | LAB5510SP | 2001-12-21 | Luxfer Gas Cylinders | USA | 1997-07-01 | Arrowhead Industrial Services | DOT 3AL 2216 | Helium (He) - Medical | 15.3MPA | 25.4MPA | 0.757L | Not available | Not available | Not applicable | Not available | Not applicable | 0.84 kg | Not applicable | BF10434 |  |  | Not recorded | Not applicable | No comment
Special Gas Cylinders | LAB5511SP | 2002-01-08 | Luxfer Gas Cylinders | Australia | 2001-11-01 | GS | AS 1777 | Argon (Ar) /Oxygen(O2)/ Nitrogen (N2) | 15.6MPA | 24.5MPA | 2.86L | Not available | Not available | Not applicable | Not available | Not applicable | 3.0KG | Not applicable | AWS0477 AWS0478 AWS0479 AWS0480 AWS0481 AWS0482 AWS0483 AWS0484 AWS0485 |  |  | Not recorded | Not applicable | No comment
Special Gas Cylinders | LAB5512SP | 2002-01-09 | Norris Cylinder Company Inc | USA | 1001-01-01 | TH Cochrane Laboratories | DOT 3AA 2015 | Carbon dioxide (CO2) | 13.89 Mpa | 23.1 Mpa | Not available | Not available | Not available | Not applicable | Not available | Not applicable | Not available | Not applicable | KF2993 KF29997 KF32953 |  |  | Not recorded | Not applicable | No comment
Special Gas Cylinders | LAB5513SP | 2002-01-11 | Faber | Italy | 1001-01-01 | Lloyds Register | BS 5045/1/CM/S | SCUBA | 232 BAR | 348 BAR | 15.0l | M25 X2 DIN | Not available | Not applicable | Not available | Not applicable | Not available | Not applicable | SN9531 |  |  | Not recorded | Not applicable | No comment
Special Gas Cylinders | LAB5514SP | 2002-01-11 | IWKA | Germany | 1001-01-01 | TUV (Technische Ueberwachungs Verein) | BS 5045/1/CM/S | SCUBA | 232 BAR | 352 BAR | 11.35L | 715" | Not available | Not applicable | Not available | Not applicable | Not available | Not applicable | 0834EB377 |  |  | Not recorded | Not applicable | No comment
Special Gas Cylinders | LAB5515SP | 2002-01-11 | Faber | Italy | 1998-10-01 | Lloyds Register | BS 5045/1/CM/S | SCUBA | 23.2MPA | 34.8MPA | 12.20L | 3/4" | Not available | Not applicable | Not available | Not applicable | 13.2 KG | Not applicable | SN 98/9664/044 |  |  | Not recorded | Not applicable | No comment
Special Gas Cylinders | LAB5516SP | 2002-01-11 | Wolfedale Cylinders | Canada | 1999-08-01 | Warnock Hersey | CTC 4BA 240 | LPG | Not available | Not available | 11.9KG | Not available | Not available | Not applicable | Not available | Not applicable | 6.10KG | Not applicable | 231978 |  |  | Not recorded | Not applicable | No comment
Special Gas Cylinders | LAB5517SP | 2002-01-11 | PCI | Thailand | 1981-08-01 | TISTR (Thailand Institute of Scientific and Technological Research) | ASB 239 | LPG | Not available | Not available | 22.4KG | Not available | Not available | Not applicable | Not available | Not applicable | 10.4KG | Not applicable | 90175 |  |  | Not recorded | Not applicable | No comment
Special Gas Cylinders | LAB5518SP | 2002-01-11 | PCI | Thailand | 1987-12-01 | TISTR (Thailand Institute of Scientific and Technological Research) | AS 2469 | LPG | Not available | Not available | 4.95KG | Not available | Not available | Not applicable | Not available | Not applicable | 3.65KG | Not applicable | 7724 |  |  | Not recorded | Not applicable | No comment
Special Gas Cylinders | LAB5519SP | 2002-01-11 | Mannesmann | Germany | 1996-10-01 | TUV (Technische Ueberwachungs Verein) | BS 5045 | SCUBA | 23.0 MPA | 34.8MPA | 15 LT | Not available | Not available | Not applicable | Not available | Not applicable | 20.68KG | Not applicable | 5216P96 |  |  | Not recorded | Not applicable | No comment
Special Gas Cylinders | LAB5520SP | 2002-01-14 | Faber | Italy | 1998-02-01 | Lloyds Register | BS 5045/1/CM/S | SCUBA | 232 BAR | 348 BAR | 3.0L | Not available | Not available | Not applicable | Not available | Not applicable | 3.5KG | Not applicable | 56 |  |  | Not recorded | Not applicable | No comment
Special Gas Cylinders | LAB5521SP - WITHDRAWN 31/10/2017 | 2002-01-14 | CIG (Commonwealth Industrial Gases) | Australia | 1982-09-01 | CIG (Commonwealth Industrial Gases) | AS 1777 | SCUBA | 34.5MPA | 22.4MPA | 15.1KG | Not available | Not available | Not applicable | Not available | Not applicable | 11.2KG | Not applicable | E8487 |  |  | Not recorded | Not applicable | Must not be filled or tested.
Special Gas Cylinders | LAB5522SP | 2002-01-14 | Luxfer Gas Cylinders | USA | 1996-01-01 | Authorised Testing | TC 3ALM 207 / DOT 3AL 3000 | SCUBA | 34.4 MPA | 20.7MPA | 1.94L | Not available | Not available | Not applicable | Not available | Not applicable | 3.4KG | Not applicable | NN16677 |  |  | Not recorded | Not applicable | No comment
Special Gas Cylinders | LAB5523SP | 2002-01-18 | SMPC (Sahamiter Pressure Container Ltd) | Thailand | 1993-11-01 | Unknown | AS 2460: 1989 | LPG | Not available | 3.3MPA | 21.6L | Not available | Not available | Not applicable | Not available | Not applicable | 8.95KG | Not applicable | 401662 |  |  | Not recorded | Not applicable | No comment
Special Gas Cylinders | LAB5524SP | 2002-01-18 | Luxfer Gas Cylinders | USA | 1994-05-01 | Authorised Testing | TC 3ALM 228 / DOT 3AL 3300 | SCUBA | 22.8MPA | 38KPA | 13.24L | Not available | Not available | Not applicable | Not available | Not applicable | 18.56KG | Not applicable | SNsUT3123 |  |  | Not recorded | Not applicable | No comment
Special Gas Cylinders | LAB5525SP | 2002-01-18 | Faber | Italy | 1989-01-01 | Lloyds Register | BS 5045 | SCUBA | 23.2 MPA | 34.8MPA | 12.0L | Not available | Not available | Not applicable | Not available | Not applicable | 13.0KG | Not applicable | 183 |  |  | Not recorded | Not applicable | No comment
Special Gas Cylinders | LAB5526SP | 2002-01-22 | Rheem | Australia | 1982-03-01 | Rheem | ASB 239 | LPG | Not available | 3.3MPA | 9.4KG10.1KG | Not available | Not available | Not applicable | Not available | Not applicable | 23.1KG | Not applicable | 317173 |  |  | Not recorded | Not applicable | No comment
Special Gas Cylinders | LAB5527SP | 2002-01-22 | Faber | Italy | 1994-07-01 | Lloyds Register | BS 5045/1/CM/S | SCUBA | 23.2MPA | 34.8MPA | 3.0L | Not available | Not available | Not applicable | Not available | Not applicable | 3.7KG | Not applicable | 43 |  |  | Not recorded | Not applicable | No comment
Special Gas Cylinders | LAB5528SP | 2002-01-30 | Faber | Italy | 1993-07-01 | Lloyds Register | BS 5045/1/CM/S | SCUBA | 30.0MPA | 46.5MPA | 7.0KG | Not available | Not available | Not applicable | Not available | Not applicable | 10.1KG | Not applicable | SNs 024 & 032 |  |  | Not recorded | Not applicable | No comment
Special Gas Cylinders | LAB5529SP | 2002-01-30 | Luxfer Gas Cylinders | USA | 1986-01-01 | Authorised Testing | DOT 3AL 3200 | SCUBA | 22.06MPA | 36.8MPA | 12.3L | Not available | Not available | Not applicable | Not available | Not applicable | 16.88KG | Not applicable | US633 |  |  | Not recorded | Not applicable | No comment
Special Gas Cylinders | LAB5530SP | 2002-01-30 | Luxfer Gas Cylinders | UK | 1986-06-01 | Lloyds Register | BS 5045-3 | SCUBA | 23.2MPA | 34.8MPA | 15.0L | Not available | Not available | Not applicable | Not available | Not applicable | 20.4KG | Not applicable | P2523M747A |  |  | Not recorded | Not applicable | No comment
Special Gas Cylinders | LAB5531SP | 2002-01-30 | Faber | Italy | 1990-11-01 | Lloyds Register | BS 5045/1/CM/S | SCUBA | 23.2MPA | 34.8MPA | 12.0L | Not available | Not available | Not applicable | Not available | Not applicable | 13.3KG | Not applicable | 90/9756/077 |  |  | Not recorded | Not applicable | No comment
Special Gas Cylinders | LAB5532SP | 2002-01-30 | Manchester Tank Company | USA | 1990-10-01 | Unknown | DOT 4E 240 | LPG | 1.65MPA | 3.3MPA | 19.7KG | Not available | Not available | Not applicable | Not available | Not applicable | 7.26KG | Not applicable | L030694 |  |  | Pre third party testing requirements | Not applicable | Not available
Special Gas Cylinders | LAB5533SP | 2002-01-30 | Catalina Cylinders | USA | 2001-05-01 | TH Cochrane Laboratories | DOT 3AL 3000 / TC 3ALM 207 | Air - SCUBA | 20.7MPA | 34.5MPA | 11.1KG | Not available | Not available | Not applicable | Not available | Not applicable | 14.7KG | Not applicable | 277753 |  |  | Not recorded | Not applicable | No comment
Special Gas Cylinders | LAB5534SP | 2002-02-01 | Luxfer Gas Cylinders | UK | 1994-01-01 | Lloyds Register | BS 5045-3 | SCUBA | 23.2MPA | 34.8MPA | 10.4L | Not available | Not available | Not applicable | Not available | Not applicable | 13.8KG | Not applicable | P2700M |  |  | Not recorded | Not applicable | No comment
Special Gas Cylinders | LAB5535SP | 2002-02-04 | Heiser | Austria | 1990-09-01 | Bureau Veritas | BS 5045/1/CM/S | SCUBA | 30.0MPA | 45.1MPA | 11.3L | Not available | Not available | Not applicable | Not available | Not applicable | 12.6KG | Not applicable | 4409 4432 |  |  | Not recorded | Not applicable | No comment
Special Gas Cylinders | LAB5536SP | 2002-02-04 | Hume | Singapore | 1980-09-01 | SGS | ASB 115 | LPG | Not available | 3.3MPA | 6.0KG | Not available | Not available | Not applicable | Not available | Not applicable | 3.9KG | Not applicable | SN75657 |  |  | Not recorded | Not applicable | No comment
Special Gas Cylinders | LAB5537SP | 2002-02-04 | Catalina Cylinders | USA | 1997-01-01 | Arrowhead Industrial Services | DOT 3AL 3000 / TC 3ALM 207 | SCUBA | 20.7MPA | 34.4MPA | 7.7L | Not available | Not available | Not applicable | Not available | Not applicable | 11.4KG | Not applicable | AX02290, AX02497 |  |  | Not recorded | Not applicable | No comment
Special Gas Cylinders | LAB5538SP | 2002-02-12 | PCI | Thailand | 1995-08-01 | SGS | AS 2470: 1989 | LPG | Not available | 3.3MPA | 21.6L | Not available | Not available | Not applicable | Not available | Not applicable | 9.75KG | Not applicable | 36452 |  |  | Not recorded | Not applicable | No comment
Special Gas Cylinders | LAB5539SP - WITHDRAWN 31/10/2017 | 2002-02-12 | Luxfer Gas Cylinders | USA | 1981-08-01 | Authorised Testing | CTC/DOT E 6498 3000 | SCUBA | 20.7MPA | 34.5MPA | 11.24L | Not available | Not available | Not applicable | Not available | Not applicable | 11.62KG | Not applicable | P433440 |  |  | Not recorded | Not applicable | Must not be filled or tested.
Special Gas Cylinders | LAB5540SP | 2002-02-15 | Luxfer Gas Cylinders | UK | 1990-01-01 | Lloyds Register | BS 5045-3 | SCUBA | 23.2MPA | 34.8MPA | 9.2L | Not available | Not available | Not applicable | Not available | Not applicable | 12.6KG | Not applicable | SNsP2701M776A & P2701M761A |  |  | Not recorded | Not applicable | No comment
Special Gas Cylinders | LAB5541SP | 2002-02-15 | Luxfer Gas Cylinders | USA | 2001-05-01 | Arrowhead Industrial Services | DOT 3AL 3500 | SCUBA | 20.7MPA | 34.5MPA | 0.9L | Not available | Not available | Not applicable | Not available | Not applicable | 1.15KG | Not applicable | SND11180 |  |  | Not recorded | Not applicable | No comment
Special Gas Cylinders | LAB5542SP | 2002-02-15 | IWKA | Germany | 1989-01-01 | TUV (Technische Ueberwachungs Verein) | BS 5045/1/CM/S | SCUBA | 22.8MPA | 34.2MPA | 15.0L | Not available | Not available | Not applicable | Not available | Not applicable | 1652KG | Not applicable | EB1542 |  |  | Not recorded | Not applicable | No comment
Special Gas Cylinders | LAB5543SP | 2002-02-19 | Faber | Italy | 1001-01-01 | Lloyds Register | BS 5045/1/CM/S | SCUBA | 23.2MPA | 34.8MPA | 12.2L | Not available | Not available | Not applicable | Not available | Not applicable | 13.6KG | Not applicable | SNs 94/9858/174 & 95/9545/101 |  |  | Not recorded | Not applicable | No comment
Special Gas Cylinders | LAB5544SP | 2002-02-21 | Faber | Italy | 1986-05-01 | Lloyds Register | ANCC | Air | 20.0MPA | 30.0MPA | 90L | Not available | Not available | Not applicable | Not available | Not applicable | 80.1KG-80.6KG | Not applicable | 86/6007/047 |  |  | Not recorded | Not applicable | No comment
Special Gas Cylinders | LAB5544SP | 2002-02-21 | Faber | Italy | 1985-10-01 | Lloyds Register | ANCC | Air | 20.0MPA | 30.0MPA | 90L | Not available | Not available | Not applicable | Not available | Not applicable | 80.1KG-80.6KG | Not applicable | 86/6007/103 |  |  | Not recorded | Not applicable | No comment
Special Gas Cylinders | LAB5544SP | 2002-02-21 | Faber | Italy | 1986-05-01 | Lloyds Register | ANCC | Air | 20.0MPA | 30.0MPA | 90L | Not available | Not available | Not applicable | Not available | Not applicable | 80.1KG-80.6KG | Not applicable | 85/6105/062 |  |  | Not recorded | Not applicable | No comment
Special Gas Cylinders | LAB5544SP | 2002-02-21 | Faber | Italy | 1996-05-01 | Lloyds Register | ANCC | Air | 20.0MPA | 30.0MPA | 90L | Not available | Not available | Not applicable | Not available | Not applicable | 80.1KG-80.6KG | Not applicable | 86/6008/024 |  |  | Not recorded | Not applicable | No comment
Special Gas Cylinders | LAB5545SP | 2002-02-21 | Mangels | Brazil | 1982-03-01 | Bureau Veritas | ASB 239 | LPG | Not available | 3.3MPA | 10.6KG | Not available | Not available | Not applicable | Not available | Not applicable | 5.9KG | Not applicable | SN29291 |  |  | Not recorded | Not applicable | No comment
Special Gas Cylinders | LAB5546SP | 2002-02-21 | Engineering Products | Canada | 1981-04-01 | Warnock Hersey | CTC 4BA 240 | LPG | Not available | 3.3MPA | 21.6KG | Not available | Not available | Not applicable | Not available | Not applicable | 7.8KG | Not applicable | 181F49629 |  |  | Not recorded | Not applicable | No comment
Special Gas Cylinders | LAB5547SP - WITHDRAWN 31/10/2017 | 2002-02-25 | CIG (Commonwealth Industrial Gases) | Australia | 1980-10-01 | CIG (Commonwealth Industrial Gases) | AS 1777 | SCUBA | 22.4MPA | 34.5MPA | 11.55KG | Not available | Not available | Not applicable | Not available | Not applicable | 15.55KG | Not applicable | C8450 |  |  | Not recorded | Not applicable | Must not be filled or tested.
Special Gas Cylinders | LAB5548SP | 2002-03-01 | Primus | Sweden | 1984-05-01 | Statens Anlaggningsproving | AS 2468 | LPG | Not available | 3.3MPA | 3.0L | Not available | Not available | Not applicable | Not available | Not applicable | 2.76KG | Not applicable | 5671 |  |  | Not recorded | Not applicable | No comment
Special Gas Cylinders | LAB5549SP | 2002-03-04 | PCI | Thailand | 1981-05-01 | SGS | ASB 239 | LPG | Not available | 3.3MPA | 21.6KG | Not available | Not available | Not applicable | Not available | Not applicable | 9.9KG | Not applicable | SNs 84958 |  |  | Not recorded | Not applicable | No comment
Special Gas Cylinders | LAB5550SP | 2002-03-04 | Catalina Cylinders | USA | 1996-05-01 | Arrowhead Industrial Services | DOT 3AL 3300 / TC 3ALM 228 | SCUBA | 22.8MPA | 38.0 MPA | 13.38KG | Not available | Not available | Not applicable | Not available | Not applicable | 20.72KG | Not applicable | AA04272 |  |  | Not recorded | Not applicable | No comment
Special Gas Cylinders | LAB5551SP | 2002-03-04 | Luxfer Gas Cylinders | USA | 1998-06-01 | Arrowhead Industrial Services | DOT 3AL 3000 / TC 3ALM 207 | SCUBA | 20.7MPA | 34.5MPA | 11.4KG | Not available | Not available | Not applicable | Not available | Not applicable | 14.1KG | Not applicable | P368233 |  |  | Not recorded | Not applicable | No comment
Special Gas Cylinders | LAB5552SP | 2002-03-04 | Luxfer Gas Cylinders | USA | 1996-05-01 | Authorised Testing | DOT 3AL 3000 / TC 3ALM 207 | SCUBA | 20.7MPA | 34.5MPA | 11.45KG | Not available | Not available | Not applicable | Not available | Not applicable | 14.1KG | Not applicable | P259621 |  |  | Not recorded | Not applicable | No comment
Special Gas Cylinders | LAB5553SP | 2002-03-04 | Luxfer Gas Cylinders | USA | 1998-05-01 | SGS | DOT 3AL 3000 / TC 3ALM 207 | SCUBA | 20.7MPA | 34.5MPA | 11.35KG | Not available | Not available | Not applicable | Not available | Not applicable | 14.6KG | Not applicable | SH3428 |  |  | Not recorded | Not applicable | No comment
Special Gas Cylinders | LAB5554SP | 2002-03-07 | Faber | Italy | 1998-09-01 | Lloyds Register | BS 5045 | SCUBA | 23.2MPA | 34.8MPA | 12.2L | Not available | Not available | Not applicable | Not available | Not applicable | 12.2KG | Not applicable | 11 |  |  | Not recorded | Not applicable | No comment
Special Gas Cylinders | LAB5555SP | 2002-03-07 | Faber | Italy | 1995-09-01 | Lloyds Register | BS 5045 | SCUBA | 23.2MPA | 34.8MPA | 15.0L | Not available | Not available | Not applicable | Not available | Not applicable | 17.1KG | Not applicable | 95/9676/092 |  |  | Not recorded | Not applicable | No comment
Special Gas Cylinders | LAB5556SP | 2002-03-11 | Faber | Italy | 1995-10-01 | Lloyds Register | BS 5045 | SCUBA | Not available | Not available | 12.2L | Not available | Not available | Not applicable | Not available | Not applicable | 13.8/13.6KG | Not applicable | 95/9736/061 |  |  | Not recorded | Not applicable | No comment
Special Gas Cylinders | LAB5556SP | 2002-03-11 | Faber | Italy | 1998-07-01 | Lloyds Register | BS 5045 | SCUBA | Not available | Not available | 12.2L | Not available | Not available | Not applicable | Not available | Not applicable | 13.8/13.6KG | Not applicable | 98/9374/080 |  |  | Not recorded | Not applicable | No comment
Special Gas Cylinders | LAB5556SP | 2002-03-11 | Faber | Italy | 1998-04-01 | Lloyds Register | BS 5045 | SCUBA | Not available | Not available | 12.2L | Not available | Not available | Not applicable | Not available | Not applicable | 13.8/13.6KG | Not applicable | 98/9589/018 |  |  | Not recorded | Not applicable | No comment
Special Gas Cylinders | LAB5557SP - WITHDRAWN 31/10/17 | 2002-03-11 | Luxfer Gas Cylinders | USA | 1001-01-01 | Authorised Testing | TC 3ALM / DOT 3AL 3300 | Air - SCUBA | 20.7MPA | 34.5MPA | 9.1L, 9.12L | Not available | Not available | Not applicable | Not available | Not applicable | 11.96KG, 12.16KG | Not applicable | PP16637 SNTP21750 |  |  | Not recorded | Not applicable | Must not be filled or tested.
Special Gas Cylinders | LAB5558SP - WITHDRAWN 31/10/2017 | 2002-03-11 | CIG (Commonwealth Industrial Gases) | Australia | 1989-09-01 | CIG (Commonwealth Industrial Gases) | AS 1777 | SCUBA | 36.0MPA | 22.4MPA | 11.5L | Not available | Not available | Not applicable | Not available | Not applicable | 15.4KG | Not applicable | SNR4780 |  |  | Not recorded | Not applicable | Must not be filled or tested.
Special Gas Cylinders | LAB5559SP | 2002-03-14 | Unknown | USA | 1994-01-01 | Arrowhead Industrial Services | DOT 3AA 2265 | Permanent and liquefied gases | 26.1MPA | 15.6MPA | 21.54KG | Not available | Not available | Not applicable | Not available | Not applicable | 24.16KG | Not applicable | P49029 |  |  | Not recorded | Not applicable | No comment
Special Gas Cylinders | LAB5560SP | 2002-03-14 | Luxfer Gas Cylinders | USA | 2001-05-01 | Arrowhead Industrial Services | DOT 3AL 3500 | SCUBA | 34.5MPA | 20.7MPA | 0.91KG | Not available | Not available | Not applicable | Not available | Not applicable | 1.15 kg | Not applicable | SND11178 |  |  | Not recorded | Not applicable | No comment
Special Gas Cylinders | LAB5561SP | 2002-03-14 | Companion | Sweden | 1985-08-01 | Statens Anlaggningsproving | AS 2468 | LPG | 3.31MPA | EN4.6KG | 7.95KG | Not available | Not available | Not applicable | Not available | Not applicable | 4.4KG | Not applicable | 11877 |  |  | Not recorded | Not applicable | No comment
Special Gas Cylinders | LAB5562SP - WITHDRAWN 31/10/2017 | 2002-03-18 | Luxfer Gas Cylinders | USA | 1980-11-01 | Authorised Testing | CTC/DOT E 6498 3000 | SCUBA | 34.5MPA | 20.7MPA | 11.22KG | Not available | Not available | Not applicable | Not available | Not applicable | 14.64KG | Not applicable | P288424 |  |  | Not recorded | Not applicable | Must not be filled or tested.
Special Gas Cylinders | LAB5563SP | 2002-03-18 | Rheem | Australia | 1986-12-01 | Lloyds Register | AS 2470: 1989 | LPG | Not available | 3.3MPA | 44.6KG | Not available | Not available | Not applicable | Not available | Not applicable | 22.8KG | Not applicable | SN6226 |  |  | Not recorded | Not applicable | No comment
Special Gas Cylinders | LAB5564SP | 2002-03-20 | Catalina Cylinders | USA | 1001-01-01 | Arrowhead Industrial Services | DOT 3AL 3500 | SCUBA | 24.1MPA | 36.1MPA | 14.1KG | Not available | Not available | Not applicable | Not available | Not applicable | 9.1KG | Not applicable | SNsV00094 &V00004 |  |  | Not recorded | Not applicable | No comment
Special Gas Cylinders | LAB5565SP | 2002-03-20 | Luxfer Gas Cylinders | USA | 2001-02-01 | Arrowhead Industrial Services | DOT 3AL / TC 3ALM 153 | Oxygen (O2) - Medical | 15.3MPA | 25.5MPA | 4.06KG | Not available | Not available | Not applicable | Not available | Not applicable | 3.95KG | Not applicable | SNHH33540 |  |  | Not recorded | Not applicable | No comment
Special Gas Cylinders | LAB5566SP | 2002-03-22 | CIG (Commonwealth Industrial Gases) | Australia | 1981-09-01 | CIG (Commonwealth Industrial Gases) | AS 1777 | SCUBA | 15.3MPA | 25.5MPA | 11.35KG | Not available | Not available | Not applicable | Not available | Not applicable | 3.95KG | Not applicable | SND7243 |  |  | Not recorded | Not applicable | No comment
Special Gas Cylinders | LAB5567SP | 2002-03-26 | Faber | Italy | 2001-09-01 | Lloyds Register | BS 5045/1/CM/S | SCUBA | 23.2MPA | 34.8MPA | 5.0l | Not available | Not available | Not applicable | Not available | Not applicable | 5.8KG | Not applicable | SNs 01/2485/016 & 01/2485/023 |  |  | Not recorded | Not applicable | No comment
Special Gas Cylinders | LAB5568SP - WITHDRAWN 31/10/17 | 2002-03-26 | Luxfer Gas Cylinders | USA | 1001-01-01 | Authorised Testing | TC 3ALM / DOT 3AL 3000 | SCUBA | 20.7MPA | 34.5MPA | 9.1L | Not available | Not available | Not applicable | Not available | Not applicable | 12.06 -12.44 kg | Not applicable | SNsPP37054, PP37058, PP42974, PP449, PP37068, PP3705, 1PP42058 |  |  | Not recorded | Not applicable | Must not be filled or tested.
Special Gas Cylinders | LAB5569SP | 2002-03-27 | PST | USA | 1980-02-01 | TH Cochrane Laboratories | DOT 3AA 1800 | Air | 27.0MPA | 23.2MPA | 1.92L | Not available | Not available | Not applicable | Not available | Not applicable | 2.58KG | Not applicable | SN78198W |  |  | Not recorded | Not applicable | No comment
Special Gas Cylinders | LAB5570SP | 2002-03-28 | Primus | Australia | 1982-07-01 | Tubemakers of Australia | ASB 115 | LPG | Not available | 3.31MPA | 2.78KG | Not available | Not available | Not applicable | Not available | Not applicable | 2.39KG | Not applicable | SN5391 |  |  | Not recorded | Not applicable | No comment
Special Gas Cylinders | LAB5571SP | 2002-03-28 | PCI | Thailand | 1983-07-01 | TISTR (Thailand Institute of Scientific and Technological Research) | ASB 239 | LPG | Not available | 3.3MPA | 11.3KG | Not available | Not available | Not applicable | Not available | Not applicable | 6.8KG | Not applicable | SN20943 |  |  | Not recorded | Not applicable | No comment
Special Gas Cylinders | LAB5572SP | 2002-04-02 | Luxfer Gas Cylinders | USA | 1991-07-01 | Authorised Testing | CTC/DOT 3AL 3000 | SCUBA | 20.7MPA | 34.5MPA | 11.3L | Not available | Not available | Not applicable | Not available | Not applicable | 14.2 kg | Not applicable | P580939 |  |  | Not recorded | Not applicable | No comment
Special Gas Cylinders | LAB5572SP | 2002-04-02 | Luxfer Gas Cylinders | USA | 1991-09-01 | Authorised Testing | CTC/DOT 3AL 3000 | SCUBA | 20.7MPA | 34.5MPA | 11.3L | Not available | Not available | Not applicable | Not available | Not applicable | 14.2 kg | Not applicable | P603109 |  |  | Not recorded | Not applicable | No comment
Special Gas Cylinders | LAB5572SP | 2002-04-02 | Luxfer Gas Cylinders | USA | 1988-07-01 | Authorised Testing | CTC/DOT 3AL 3000 | SCUBA | 20.7MPA | 34.5MPA | 11.3L | Not available | Not available | Not applicable | Not available | Not applicable | 14.2 kg | Not applicable | P385176 |  |  | Not recorded | Not applicable | No comment
Special Gas Cylinders | LAB5573SP | 2002-04-02 | Catalina Cylinders | USA | 2001-11-01 | TH Cochrane Laboratories | DOT 3AL 3000 / TC 3ALM 207 | SCUBA | 20.7MPA | 34.5MPA | 10.81KG | Not available | Not available | Not applicable | Not available | Not applicable | 14.4KG | Not applicable | AS294337 |  |  | Not recorded | Not applicable | No comment
Special Gas Cylinders | LAB5574SP | 2002-04-02 | Catalina Cylinders | USA | 2002-01-01 | TH Cochrane Laboratories | DOT 3AL 3000 / TC 3ALM 207 | SCUBA | 20.7MPA | 34.5MPA | 11.17KG | Not available | Not available | Not applicable | Not available | Not applicable | 14.05KG | Not applicable | AS296141 |  |  | Not recorded | Not applicable | No comment
Special Gas Cylinders | LAB5575SP | 1001-01-01 | Luxfer Gas Cylinders | USA | 1993-08-01 | Arrowhead Industrial Services | DOT 3AL 3000 / TC 3ALM 207 | SCUBA | 20.7MPA | 34.5MPA | 4.2KG | Not available | Not available | Not applicable | Not available | Not applicable | 5.96 kg | Not applicable | 442086 |  |  | Not recorded | Not applicable | No comment
Special Gas Cylinders | LAB5576SP | 2002-04-12 | Unknown | Not available | 1995-06-01 | Unknown | Not available | SCUBA | Not available | Not available | Not available | Not available | Not available | Not applicable | Not available | Not applicable | 10.1KG | Not applicable | 518340 |  |  | Not recorded | Not applicable | No comment
Special Gas Cylinders | LAB5576SP | 2002-04-12 | Unknown | Not available | 1995-03-01 | Unknown | Not available | SCUBA | Not available | Not available | Not available | Not available | Not available | Not applicable | Not available | Not applicable | 10.1KG | Not applicable | 481749 |  |  | Not recorded | Not applicable | No comment
Special Gas Cylinders | LAB5577SP | 2002-04-12 | Companion | Australia | 1981-09-01 | Tubemakers of Australia | ASB 115 | LPG | Not available | 3.31MPA | 3.89KG | Not available | Not available | Not applicable | Not available | Not applicable | 5.0KG | Not applicable | 3197 |  |  | Not recorded | Not applicable | No comment
Special Gas Cylinders | LAB5578SP | 2002-04-12 | Catalina Cylinders | USA | 1001-01-01 | TH Cochrane Laboratories | DOT 3AL 1800 | Helium (He) - Medical | 12.4MPA | 20.7MPA | 0.865l | Not available | Not available | Not applicable | Not available | Not applicable | 0.693KG | Not applicable | 408143 l02214 |  |  | Not recorded | Not applicable | No comment
Special Gas Cylinders | LAB5579SP | 2002-04-18 | Heiser | Austria | 1985-02-01 | Bureau Veritas | BS 5045/1/CM/S | SCUBA | 37.9MPA | 22.8MPA | 19.8KG | Not available | Not available | Not applicable | Not available | Not applicable | 15.0L | Not applicable | L50806 |  |  | Not recorded | Not applicable | No comment
Special Gas Cylinders | LAB5580SP - WITHDRAWN 31/10/2017 | 2002-04-18 | Luxfer Gas Cylinders | USA | 1982-01-01 | Authorised Testing | CTC/DOT E 6498 3000 | SCUBA | 23.06MPA | 13.89MPA | 2.7KG | Not available | Not available | Not applicable | Not available | Not applicable | 2.91KG | Not applicable | SN KK9307 |  |  | Not recorded | Not applicable | Must not be filled or tested.
Special Gas Cylinders | LAB5581SP | 2002-04-29 | Mangels | Brazil | 1982-03-01 | Bureau Veritas | ASB 239 | LPG | 3.3MPA | EW5.83KG | 5.82KG | Not available | Not available | Not applicable | Not available | Not applicable | 10.6KG | Not applicable | 27760 |  |  | Not recorded | Not applicable | No comment
Special Gas Cylinders | LAB5582SP | 2002-05-01 | Luxfer Gas Cylinders | USA | 1995-09-01 | Authorised Testing | TC 3ALM 207 / DOT 3AL 3000 | SCUBA | 34.5MPA | 20.7MPA | 11.26L | Not available | Not available | Not applicable | Not available | Not applicable | 14.12 kg | Not applicable | P218358 |  |  | Not recorded | Not applicable | No comment
Special Gas Cylinders | LAB5583SP | 2002-05-01 | Luxfer Gas Cylinders | USA | 1995-08-01 | Arrowhead Industrial Services | TC 3ALM 124 / DOT 3AL 1800 | Nitrous Oxide | 20.7MPA | 12.4MPA | 5.9KG | Not available | Not available | Not applicable | Not available | Not applicable | 6.84KG | Not applicable | W29194 |  |  | Not recorded | Not applicable | No comment
Special Gas Cylinders | LAB5584SP | 2002-05-01 | PCI | Thailand | 1981-01-01 | SGS | ASB 239 | LPG | Not available | 3.3MPA | 10.2KG | Not available | Not available | Not applicable | Not available | Not applicable | 22.0KG | Not applicable | 79605 |  |  | Not recorded | Not applicable | No comment
Special Gas Cylinders | LAB5585SP | 2002-05-13 | Showa Koatsu | Japan | 1001-01-01 | Arrowhead Industrial Services | AS 2875 | Oxygen (O2) | Not available | 28.0MPA | 48.49KG | Not available | Not available | Not applicable | Not available | Not applicable | 557KG | Not applicable | TD 09460, SY 01583, SZ 08893, SKA 01708, TC 01317, TA 07051, TC 00877, SKG 00219, TD 06376, TD 03618, TA 06961, TD 08212, SKB 05932, SKB 00440, TE 03821, TE 04079, TA 09580, TE 07266, TD 00505, TE 03849, TD 09458, TD 06340, TD 00636, SKC 04267, TC 03745, TD 02314, TD 00529, TD 09627, SY 01587, TB 05627, SKB 00489, TC 01244, TA 09646, TD 08253, TD 02541, SY 01660, TD 02766, TC 00981, TE 08766, SKA 01473, TC 05849, TA 00504, TC 05868, SZ 07110, TD 02335, SW 01628, TD 09406, SY 01323, TD 08283, TC 03542, TC 00969, SKA 02802, TD 00561, SY 08572, SY 01908, TD 09488, SX 00586, TD 06525, TD 09539, TB 06276, TD 09509, TC 04056, TD 09681, SKB 00505, TD 00477, TD 08197, SKC 04156, TD 09598, TC 08187, TD 06317, TC 08217, TE 03795, TE 03626, SKG 00593, TC 08169, SX 00215, SKA 02756, TD 00732, SKB 05953, TD 02804, SKC 04414, TE 03867, SXO 7993, SKG 00367, SX 08333, TD 08081, TC 05394, TD 02551, TD 08340, SKB 00484, TE 04068, TD 00751, SXO 8266, TC 08273, TE 07412, TC 00923, TE 04059, SKA 03202, SW 05671, TB 05963, TD 09822, TD 08110, TD 08280, TD 09534, TE 03826, TD 09350, TE 04100, SW 01491, SY 01254, SY 01976, SW 00298, TA 09635, SKB 06965, TD 08297, TD 09767, SZ 06962, SY 01369, TA 06641, TB 05877, TD 09476, TD 06503, TC 01151, SX 05912, TA 06902, SKA 09644, TC 01116, SKB 00509, TE 03204, TD 02454, TD 08328, SX 09542, TD 09649, TC 05325, TD 02532, TE 03403, SKB 00477, SKB 00551, TD 09774, TD 09727, SKB 00424, TD 02540, TC 00885, TC 05830, TE 08481, SX 00925, SKB 00345, TD 02897, SX 08273, TE 03332, TE 03386, TE 03311, TE 03945, TD 08078, TD 00644, TD 09817, TC 03668, TE 03253, TC 00947, SZ 03797, TE 03794, SKB 0045, TE 03411, SKB 00383, TD 08051, TC 03671, TE 03388, TD 08239, TD 09507, TD 09666, SKB 00433, TA 00675, TE 03718, TC 05825, SX 00445, TD 09673, SKG 00327, SKB 00574, TD 06309, SKC 04207, TD 09342, TD 09796, SKF 09486, TE 03522, TA 09841, SKG 00221, SKB 01164, SKA 00359, TC 08059, SX 05382, SZ 04217, SKB 00542, SX 08051, TD 00706, SX 00349, SZ 06971, SZ 03681, TC 08318, SKB 07539, SX 05648 |  |  | Not recorded | Not applicable | No comment
Special Gas Cylinders | LAB5586SP | 2002-05-13 | Catalina Cylinders | USA | 1994-02-01 | Arrowhead Industrial Services | DOT 3AA 2265 | SCUBA | 16.55MPA | 27.58MPA | 15.17KG | Not available | Not available | Not applicable | Not available | Not applicable | 18.57KG | Not applicable | A961915 |  |  | Not recorded | Not applicable | No comment
Special Gas Cylinders | LAB5587SP | 2002-05-14 | Manchester Tank Company | USA | 1980-03-01 | Unknown | DOT 4E 240 | LPG | 1.65MPA | 3.3MPA | 21.31KG | Not available | Not available | Not applicable | Not available | Not applicable | 5.44KG | Not applicable | SNH005810 |  |  | Pre third party testing requirements | Not applicable | Not available
Special Gas Cylinders | LAB5588SP | 2002-05-15 | Faber | Italy | 1997-02-01 | Lloyds Register | BS 5045/1/CM/S | SCUBA | 23.2MPA | 34.8MPA | 3.0L | Not available | Not available | Not applicable | Not available | Not applicable | 3.7KG, 3.4KG | Not applicable | 97/9250 |  |  | Not recorded | Not applicable | No comment
Special Gas Cylinders | LAB5588SP | 2002-05-15 | Faber | Italy | 1995-01-01 | Lloyds Register | BS 5045/1/CM/S | SCUBA | 23.2MPA | 34.8MPA | 3.0L | Not available | Not available | Not applicable | Not available | Not applicable | 3.7KG, 3.4KG | Not applicable | 95/9416 |  |  | Not recorded | Not applicable | No comment
Special Gas Cylinders | LAB5589SP - WITHDRAWN 31/10/17 | 2002-05-22 | Luxfer Gas Cylinders | USA | 1001-01-01 | Arrowhead Industrial Services | TC 3ALM 207 / DOT 3AL 3000 | SCUBA | 20.7MPA | 34.5MPA | 11.2KG | Not available | Not available | Not applicable | Not available | Not applicable | 14.1 kg | Not applicable | P463783 P412517 P417781 P463374 |  |  | Not recorded | Not applicable | Must not be filled or tested.
Special Gas Cylinders | LAB5590SP | 2002-05-22 | PCI | Thailand | 1981-11-01 | TISTR (Thailand Institute of Scientific and Technological Research) | ASB 239 | LPG | 3.3MPA | 1.7MPA | 22.0L | Not available | Not available | Not applicable | Not available | Not applicable | 10.7KG | Not applicable | 95201 |  |  | Not recorded | Not applicable | No comment
Special Gas Cylinders | LAB5591SP | 2002-06-04 | PCI | Thailand | 1987-12-01 | TISTR (Thailand Institute of Scientific and Technological Research) | AS 2469: 1981 | LPG | Not available | 3.3MPA | 3.7KG, | Not available | Not available | Not applicable | Not available | Not applicable | 5.05KG | Not applicable | T008204 |  |  | Not recorded | Not applicable | No comment
Special Gas Cylinders | LAB5592SP | 2002-06-04 | Faber | Italy | 1999-01-01 | Lloyds Register | BS 5045 | SCUBA | 20.7MPA | 46.5MPA | 10.0L | Not available | Not available | Not applicable | Not available | Not applicable | 14.3KG | Not applicable | 99/9207/063 99/9207/073 |  |  | Not recorded | Not applicable | No comment
Special Gas Cylinders | LAB5593SP | 2002-06-04 | Worthington Cylinders | USA | 1989-05-01 | Unknown | DOT 4BA 240 | LPG | Not available | 3.3MPA | 21.6KG | Not available | Not available | Not applicable | Not available | Not applicable | 8.2KG | Not applicable | 4118634X |  |  | Pre third party testing requirements | Not applicable | Not available
Special Gas Cylinders | LAB5594SP | 2002-06-04 | Hume | Singapore | 1980-09-01 | SGS | ASB 115 | LPG | Not available | 3.3MPA | 6.0KG | Not available | Not available | Not applicable | Not available | Not applicable | 3.9KG | Not applicable | 75051 |  |  | Not recorded | Not applicable | No comment
Special Gas Cylinders | LAB5595SP | 2002-06-04 | IWKA | Germany | 1989-02-01 | TUV (Technische Ueberwachungs Verein) | LASW1 | Air | 20.7MPA | 35.4MPA | 11.0L | Not available | Not available | Not applicable | Not available | Not applicable | 19.08KG | Not applicable | EB5269/4805 |  |  | Not recorded | Not applicable | No comment
Special Gas Cylinders | LAB5596SP | 2002-06-13 | Roth Mions | France | 1996-01-01 | Lloyds Register | BS 5045/1/CM/S | Air | 23.2MPA | 34.8MPA | 3.03KG | Not available | Not available | Not applicable | Not available | Not applicable | 3.45KG | Not applicable | 45437 |  |  | Not recorded | Not applicable | No comment
Special Gas Cylinders | LAB5597SP | 2002-06-17 | Luxfer Gas Cylinders | UK | 1998-02-01 | Lloyds Register | 84/526/EEC | Carbon dioxide (CO2) | Not available | 25 Mpa | 6.7 kg | Not available | Not available | Not applicable | Not available | Not applicable | 7.3 kg | Not applicable | 5806A 5809A |  |  | Not recorded | Not applicable | No comment
Special Gas Cylinders | LAB5598SP | 2002-06-17 | Faber | Italy | 1001-01-01 | Lloyds Register | BS 5045/1/CM/S | Air | 23.2MPA | 34.8MPA | 7.0L | Not available | Not available | Not applicable | Not available | Not applicable | 8.3 &8.4KG RESP | Not applicable | 01/2432001 01/2432/026 |  |  | Not recorded | Not applicable | No comment
Special Gas Cylinders | LAB5599SP | 2002-06-17 | Filipnas Electro | Phillipines | 1984-10-01 | Lloyds Register | AS 2470: 1989 | LPG | Not available | 3.3MPA | 9.98KG | Not available | Not available | Not applicable | Not available | Not applicable | 21.44KG | Not applicable | 8674 |  |  | Not recorded | Not applicable | No comment
Special Gas Cylinders | LAB5600SP | 2002-06-17 | Luxfer Gas Cylinders | USA | 1992-09-01 | Arrowhead Industrial Services | CTC/DOT 3AL 3000 | SCUBA | 20.7MPA | 34.5MPA | 14.95KG | Not available | Not available | Not applicable | Not available | Not applicable | 10.65KG | Not applicable | P693949 |  |  | Not recorded | Not applicable | No comment
Special Gas Cylinders | LAB5601SP | 2002-06-17 | Luxfer Gas Cylinders | USA | 1992-05-01 | Arrowhead Industrial Services | CTC/DOT 3AL 3000 | SCUBA | 20.7MPA | 34.5MPA | 14.85KG | Not available | Not available | Not applicable | Not available | Not applicable | 11.2 kg | Not applicable | P652531 |  |  | Not recorded | Not applicable | No comment
Special Gas Cylinders | LAB5602SP | 2002-07-29 | Faber | Italy | 1001-01-01 | Lloyds Register | BS 5045 | SCUBA | 23.3MPA | 34.8MPA | 15.0L | Not available | Not available | Not applicable | Not available | Not applicable | 16.1 kg | Not applicable | 02/0558/014 02/0558/003 02/0558/022 02/0558/037 |  |  | Not recorded | Not applicable | No comment
Special Gas Cylinders | LAB5603SP | 2002-06-17 | Luxfer Gas Cylinders | USA | 1988-04-01 | Unknown | CTC/DOT 3AL 3000 | SCUBA | 22.7MPA | 37.9MPA | Not available | Not available | Not available | Not applicable | Not available | Not applicable | Not available | Not applicable | UT 11472 |  |  | Pre third party testing requirements | Not applicable | Not available
Special Gas Cylinders | LAB5604SP | 2002-07-01 | Luxfer Gas Cylinders | UK | 1989-07-01 | Lloyds Register | BS 5045-3 | SCUBA | 34.8MPA | 23.2MPA | 12.2L | Not available | Not available | Not applicable | Not available | Not applicable | 16.4KG | Not applicable | P2699M |  |  | Not recorded | Not applicable | No comment
Special Gas Cylinders | LAB5605SP | 2002-07-01 | PCI | Thailand | 1981-11-01 | TISTR (Thailand Institute of Scientific and Technological Research) | ASB 239 | LPG | Not available | 3.3MPA | 22.2L | Not available | Not available | Not applicable | Not available | Not applicable | 10.1KG | Not applicable | 095116 095182 |  |  | Not recorded | Not applicable | No comment
Special Gas Cylinders | LAB5606SP | 2002-07-01 | Manchester Tank Company | USA | 1988-03-01 | Unknown | DOT 4BN 240 | LPG | Not available | 3.3MPA | 43.5KG | Not available | Not available | Not applicable | Not available | Not applicable | 13.15KG | Not applicable | 2N 46963 |  |  | Not recorded | Not applicable | No comment
Special Gas Cylinders | LAB5607SP | 2002-07-01 | Luxfer Gas Cylinders | USA | 1997-10-01 | Arrowhead Industrial Services | DOT 3AL | Oxygen (O2) - Medical | 15.3MPA | 25.5MPA | 4.0KG | Not available | Not available | Not applicable | Not available | Not applicable | 4.00KG | Not applicable | SNHH23725 |  |  | Not recorded | Not applicable | No comment
Special Gas Cylinders | LAB5608SP | 2002-07-03 | CIG (Commonwealth Industrial Gases) | Australia | 1985-12-01 | CIG (Commonwealth Industrial Gases) | AS 1777 | Air | 22.4MPA | 35.2MPA | 11.2KG | Not available | Not available | Not applicable | Not available | Not applicable | 15.15KG | Not applicable | L1588 |  |  | Not recorded | Not applicable | No comment
Special Gas Cylinders | LAB5609SP | 2002-07-03 | Luxfer Gas Cylinders | USA | 1992-03-01 | Arrowhead Industrial Services | DOT 3AL 3000 / TC 3ALM 207 | SCUBA | 20.7MPA | 34.5MPA | 11.2KG | Not available | Not available | Not applicable | Not available | Not applicable | 14.2KG | Not applicable | P634421 P329641 P634416 P637374 P299241 |  |  | Not recorded | Not applicable | No comment
Special Gas Cylinders | LAB5610SP | 2002-07-03 | Luxfer Gas Cylinders | USA | 1998-08-01 | Arrowhead Industrial Services | DOT 3AL 3000 / TC 3ALM 207 | SCUBA | 20.7MPA | 34.5MPA | 9.2KG | Not available | Not available | Not applicable | Not available | Not applicable | 12.0KG | Not applicable | PP31276 |  |  | Not recorded | Not applicable | No comment
Special Gas Cylinders | LAB5611SP | 2002-07-03 | Luxfer Gas Cylinders | USA | 1997-02-01 | Arrowhead Industrial Services | DOT 3AL 3000 / TC 3ALM 207 | SCUBA | 20.7MPA | 34.5MPA | 7.0KG | Not available | Not available | Not applicable | Not available | Not applicable | 9.6KG | Not applicable | SNR5691 |  |  | Not recorded | Not applicable | No comment
Special Gas Cylinders | LAB5612SP | 2002-07-03 | Catalina Cylinders | USA | 1997-07-01 | Arrowhead Industrial Services | DOT 3AL 3000 / TC 3ALM 207 | SCUBA | 20.7MPA | 34.5MPA | 0.91KG | Not available | Not available | Not applicable | Not available | Not applicable | 1.22KG | Not applicable | BV01865 |  |  | Not recorded | Not applicable | No comment
Special Gas Cylinders | LAB5613SP | 2002-07-03 | Catalina Cylinders | USA | 1997-08-01 | Arrowhead Industrial Services | DOT 3AL 3000 / TC 3ALM 207 | SCUBA | 20.7MPA | 34.5MPA | 11.3KG | Not available | Not available | Not applicable | Not available | Not applicable | 14.0KG | Not applicable | AS 154435 |  |  | Not recorded | Not applicable | No comment
Special Gas Cylinders | LAB5614SP | 2002-07-11 | Catalina Cylinders | USA | 1996-02-01 | Arrowhead Industrial Services | DOT 3AL 3000 / TC 3ALM 207 | SCUBA | 20.7MPA | 34.5MPA | 9.3KG | Not available | Not available | Not applicable | Not available | Not applicable | 11.8KG | Not applicable | BJ03176 |  |  | Not recorded | Not applicable | No comment
Special Gas Cylinders | LAB5615SP | 2002-07-11 | Rheem | Australia | 1981-06-01 | Lloyds Register | ASB 239 | LPG | Not available | 3.6MPA | 45.0KG | Not available | Not available | Not applicable | Not available | Not applicable | 21.4KG | Not applicable | 8189 |  |  | Not recorded | Not applicable | No comment
Special Gas Cylinders | LAB5616SP | 2002-07-17 | PCI | Thailand | 1981-11-01 | TISTR (Thailand Institute of Scientific and Technological Research) | ASB 239 | LPG | Not available | 3.3MPA | 22.0KG | Not available | Not available | Not applicable | Not available | Not applicable | 10.56KG | Not applicable | 2133 |  |  | Not recorded | Not applicable | No comment
Special Gas Cylinders | LAB5617SP | 2002-07-22 | PCI | Thailand | 1981-11-01 | TISTR (Thailand Institute of Scientific and Technological Research) | ASB 239 | LPG | Not available | 3.3MPA | 22.4KG | Not available | Not available | Not applicable | Not available | Not applicable | 10.0KG | Not applicable | 95631 |  |  | Not recorded | Not applicable | No comment
Special Gas Cylinders | LAB5618SP | 2002-07-26 | Wolfedale Cylinders | Canada | 1992-01-01 | Warnock Hersey | CTC 4BA 240 | LPG | 1.65MPA | 3.4MPA | 21.54KG | Not available | Not available | Not applicable | Not available | Not applicable | 8.12KG | Not applicable | 830816G |  |  | Not recorded | Not applicable | No comment
Special Gas Cylinders | LAB5619SP | 2002-07-26 | Asahi:Seisakusho | Japan | 1999-08-01 | SGS | BS 5045 | SCUBA | 24.0MPA | 36.5MPA | 11.6L | Not available | Not available | Not applicable | Not available | Not applicable | 15.6KG | Not applicable | 7565 |  |  | Not recorded | Not applicable | No comment
Special Gas Cylinders | LAB5620SP | 2002-07-26 | Asahi:Seisakusho | Japan | 1999-01-01 | SGS | BS 5045 | SCUBA | 24.0MPA | 36.5MPA | 10.1L | Not available | Not available | Not applicable | Not available | Not applicable | 13.9KG | Not applicable | 7222 |  |  | Not recorded | Not applicable | No comment
Special Gas Cylinders | LAB5621SP | 2002-08-05 | Faber | Italy | 2017-01-10 | Lloyds Register | BS 5045/1/CM/S | SCUBA | 23.2MPA | 35.6MPA | 18.0l | Not available | Not available | Not applicable | Not available | Not applicable | 22.2KG | Not applicable | WA 16909* |  |  | Not recorded | Not applicable | No comment
Special Gas Cylinders | LAB5622SP | 2002-08-05 | CIG (Commonwealth Industrial Gases) | Australia | 1001-01-01 | CIG (Commonwealth Industrial Gases) | AS 1777 | Air | 2400PSI | 28500KPA | Not available | Not available | Not available | Not applicable | Not available | Not applicable | Not available | Not applicable | NS 1472 |  |  | Not recorded | Not applicable | ex-CNG cylinder changed to Air 1986
Special Gas Cylinders | LAB5623SP | 2002-08-05 | PCI | Thailand | 1991-08-01 | TR | AS 2469 | LPG | Not available | 3.3MPA | 10.72KG | Not available | Not available | Not applicable | Not available | Not applicable | Not available | Not applicable | 5432 |  |  | Not recorded | Not applicable | No comment
Special Gas Cylinders | LAB5624SP | 2002-08-05 | Filgas | Phillipines | 1990-01-01 | Lloyds Register | AS 2469 | LPG | Not available | 3.3MPA | 10.80KG | Not available | OD253MM | Not applicable | HGT380MM | Not applicable | Not available | Not applicable | 83311 |  |  | Not recorded | Not applicable | No comment
Special Gas Cylinders | LAB5625SP | 2002-08-05 | McMillan | Australia | 1992-01-01 | Department of Labour and Industry | AS 2470 | LPG | Not available | 3.6MPA | 22KG | Not available | OD305MM | Not applicable | HGT500MM | Not applicable | Not available | Not applicable | C29812 |  |  | Not recorded | Not applicable | No comment
Special Gas Cylinders | LAB5626SP | 2002-08-05 | Heiser | Austria | 1999-04-01 | Bureau Veritas | BS 5045/1/CM/S | Breathing Apparatus | 20.7MPA | 31.2MPA | WC1 LT | Not available | Not available | Not applicable | Not available | Not applicable | 1.42KG | Not applicable | CB5922 |  |  | Not recorded | Not applicable | No comment
Special Gas Cylinders | LAB5627SP | 2002-08-05 | Heiser | Austria | 1001-01-01 | Bureau Veritas | BS 5045/1/CM/S | Breathing Apparatus | 20.7MPA | 31.2MPA | EC1 LT | Not available | OD319MM | Not applicable | HGT454MM | Not applicable | 1.42KG | Not applicable | 6393 |  |  | Not recorded | Not applicable | No comment
Special Gas Cylinders | LAB5628SP | 2002-08-05 | Filipnas Electro | Phillipines | 1989-05-01 | Lloyds Register | AS 2470 | LPG | Not available | 3.3MPA | 21.5KG | Not available | Not available | Not applicable | Not available | Not applicable | Not available | Not applicable | 112043 |  |  | Not recorded | Not applicable | No comment
Special Gas Cylinders | LAB5629SP | 1001-01-01 | Luxfer Gas Cylinders | USA | 1995-08-01 | Authorised Testing | TC 3ALM 207 / DOT 3AL 3000 | SCUBA | 20.7MPA | 34.5MPA | 9.10 LT | Not available | Not available | Not applicable | Not available | Not applicable | Not available | Not applicable | SN 17811 |  |  | INCORRECT LAB NO. STAMPED ON CYLINDER | Not applicable | Not available
Special Gas Cylinders | LAB5631SP | 2002-08-12 | Cryofab Inc | USA | 2017-01-12 | Unknown | CRYOGENIC SPEC | Nitrogen - Cryogenic | 25PS | Not available | Not available | Not available | Not available | Not applicable | Not available | Not applicable | Not available | Not applicable | CESOPERS .1377 |  |  | 4 OUTLETS | Not applicable | Not available
Special Gas Cylinders | LAB5632SP | 2002-08-13 | Lee | Australia | 1981-01-01 | Lee | ASB 239 | LPG | Not available | Not available | 21.8KG | Not available | Not available | Not applicable | Not available | Not applicable | Not available | Not applicable | XC 18397 |  |  | Not recorded | Not applicable | No comment
Special Gas Cylinders | LAB5633SP | 2002-08-13 | Luxfer Gas Cylinders | USA | 1989-04-01 | Authorised Testing | CTC/DOT 3AL 2015 | Oxygen (O2)- Emergency | 13.9MPA | 23.2MPA | 3.62KG | Not available | Not available | Not applicable | Not available | Not applicable | Not available | Not applicable | E339318 |  |  | Not recorded | Not applicable | No comment
Special Gas Cylinders | LAB5634SP - WITHDRAWN 31/10/2017 | 2002-08-13 | CIG (Commonwealth Industrial Gases) | Australia | 1981-09-01 | CIG (Commonwealth Industrial Gases) | AS 1777 | SCUBA | 34.5MPA | 22.4MPA | 11.3KG | Not available | Not available | Not applicable | Not available | Not applicable | 15.35KG | Not applicable | SND7045 |  |  | Not recorded | Not applicable | Must not be filled or tested.
Special Gas Cylinders | LAB5635SP | 2002-08-13 | Companion | Australia | 1981-08-01 | Tubemakers of Australia | ASB 115 | LPG | Not available | 3.31MPA | 5.0KG | Not available | Not available | Not applicable | Not available | Not applicable | 3.89KG | Not applicable | 68888 |  |  | Not recorded | Not applicable | No comment
Special Gas Cylinders | LAB5636SP | 2002-08-14 | Kammerich Stahlform | Germany | 1995-02-01 | TUV (Technische Ueberwachungs Verein) | BS 5045/1/CM/S | SCUBA | 23.0MPA | 34.5MPA | 12.0KG | Not available | Not available | Not applicable | Not available | Not applicable | 14.54KG | Not applicable | EB401 |  |  | Not recorded | Not applicable | No comment
Special Gas Cylinders | LAB5637SP | 2002-08-14 | Faber | Italy | 2001-03-01 | Lloyds Register | BS 5045 | Air - EANX | 23.2MPA | 34.8MPA | 7.0L | Not available | Not available | Not applicable | Not available | Not applicable | 8.1KG | Not applicable | 01/669/129 01/669/011 |  |  | Not recorded | Not applicable | No comment
Special Gas Cylinders | LAB5638SP | 2002-08-16 | Faber | Italy | 1997-08-01 | Lloyds Register | BS 5045 | Air - EANX | 23.2MPA | 34.8MPA | 3.0L | Not available | Not available | Not applicable | Not available | Not applicable | 3.7KG | Not applicable | 97/9402/040 |  |  | Not recorded | Not applicable | No comment
Special Gas Cylinders | LAB5639SP | 2002-08-16 | Luxfer Gas Cylinders | USA | 1998-04-01 | Arrowhead Industrial Services | DOT 3AL 2216 | Helium (He) - Medical | 15.3MPA | 25.4MPA | 0.757KG | Not available | Not available | Not applicable | Not available | Not applicable | 0.84 kg | Not applicable | BF23407 |  |  | Not recorded | Not applicable | No comment
Special Gas Cylinders | LAB5640SP | 2002-08-16 | Asahi:Seisakusho | Japan | 1983-01-01 | INTECO (International Inspection Co) | DOT 3AA 2015 | Oxygen (O2) | 13.9MPA | 23.2MPA | 14.9KG | Not available | Not available | Not applicable | Not available | Not applicable | 20.7KG | Not applicable | 6724 |  |  | Not recorded | Not applicable | No comment
Special Gas Cylinders | LAB5641SP | 2002-08-16 | Rheem | Australia | 1981-04-01 | Lloyds Register | ASB 239 | LPG | 1.6MPA | 3.3MPA | 108KG | Not available | Not available | Not applicable | Not available | Not applicable | 36.5KG | Not applicable | 2713 |  |  | Not recorded | Not applicable | No comment
Special Gas Cylinders | LAB5642SP | 2002-08-16 | PCI | Thailand | 1988-10-01 | TISTR (Thailand Institute of Scientific and Technological Research) | AS 2470 | LPG | 1.6MPA | 3.3MPA | 109KG | Not available | Not available | Not applicable | Not available | Not applicable | 33.1KG | Not applicable | 1776 |  |  | Not recorded | Not applicable | No comment
Special Gas Cylinders | LAB5643SP | 2002-08-28 | PCI | Thailand | 1988-01-01 | TISTR (Thailand Institute of Scientific and Technological Research) | AS 2470 | LPG | 1.6MPA | 3.3MPA | 109KG | Not available | Not available | Not applicable | Not available | Not applicable | 35.4KG | Not applicable | 92 |  |  | Not recorded | Not applicable | No comment
Special Gas Cylinders | LAB5644SP | 2002-08-29 | Catalina Cylinders | USA | 2001-09-01 | TH Cochrane Laboratories | DOT 3AL 800 / TC 3ALM 124 | Carbon dioxide (CO2) | 12.4MPA | 20.7MPA | 1.69L | Not available | Not available | Not applicable | Not available | Not applicable | 1.46KG | Not applicable | BL002011 BL002016 |  |  | Not recorded | Not applicable | Maximum fill ratio: 0.667
Special Gas Cylinders | LAB5645SP | 2002-08-29 | Luxfer Gas Cylinders | USA | 1991-07-01 | Authorised Testing | CTC/DOT 3AL 1800 | Nitrous Oxide | 12.4MPA | 20.7MPA | 6.54KG | Not available | Not available | Not applicable | Not available | Not applicable | 5.88KG | Not applicable | N190422 |  |  | Not recorded | Not applicable | No comment
Special Gas Cylinders | LAB5646SP | 2002-08-29 | Heiser | Austria | 1998-12-01 | Bureau Veritas | DOT 3AA 2400 | SCUBA | 16.5MPA | 27.57MPA | 14.2KG | Not available | Not available | Not applicable | Not available | Not applicable | 25.85KG | Not applicable | YE7691 |  |  | Not recorded | Not applicable | No comment
Special Gas Cylinders | LAB5647SP | 2002-09-02 | Rheem | Australia | 1981-05-01 | Lloyds Register | ASB 239 | LPG | 1.6MPA | 3.3MPA | 23.55KG | Not available | Not available | Not applicable | Not available | Not applicable | 9.4KG | Not applicable | SN13177 |  |  | Not recorded | Not applicable | No comment
Special Gas Cylinders | LAB5648SP | 2002-09-05 | Catalina Cylinders | USA | 1001-01-01 | Arrowhead Industrial Services | CTC/DOT 3AL 3000 | SCUBA | 20.7MPA | 34.5MPA | 10.0KG | Not available | Not available | Not applicable | Not available | Not applicable | 13.6KG | Not applicable | 2X510987 |  |  | Not recorded | Not applicable | No comment
Special Gas Cylinders | LAB5649SP | 2002-09-06 | Manchester Tank Company | USA | 1985-01-01 | ASME (American Association of Mechanical Engineers) | ASME 8/1 | LPG | Not available | 3.24MPA | 180.0 L | Not available | Not available | Not applicable | Not available | Not applicable | 66.2 kg | Not applicable | P827311 |  |  | Not recorded | Not applicable | No comment
Special Gas Cylinders | LAB5650SP | 2002-09-06 | Heiser | Austria | 1001-01-01 | Bureau Veritas | BS 5045/1/CM/S | Air | 20.7MPA | 31.2MPA | 1.0L | Not available | Not available | Not applicable | Not available | Not applicable | Not available | Not applicable | PERATTACHEDLIST |  |  | Not recorded | Not applicable | No comment
Special Gas Cylinders | LAB5651SP | 2002-09-17 | Heiser | Austria | 1001-01-01 | Bureau Veritas | BS 5045/1/CM/S | Air | 20.0MPA | 34.1MPA | 1.0L | Not available | Not available | Not applicable | Not available | Not applicable | Not available | Not applicable | seria lNumbers As Per Attached List |  |  | Not recorded | Not applicable | No comment
Special Gas Cylinders | LAB5652SP | 2002-09-17 | Luxfer Gas Cylinders | USA | 1995-12-01 | Authorised Testing | Not available | Carbon dioxide (CO2) | 12.4MPA | 20.7MPA | 1.74KG | Not available | Not available | Not applicable | Not available | Not applicable | 1.53KG, EW2.06KG | Not applicable | SNH13041 |  |  | Not recorded | Not applicable | Maximum fill ratio: 0.667
Special Gas Cylinders | LAB5653SP | 2002-09-17 | Luxfer Gas Cylinders | USA | 1996-12-01 | Authorised Testing | DOT 3AL 1800 / TC 3ALM 124 | Carbon dioxide (CO2) | 12.4MPA | 20.7 Mpa | 1.74KG | Not available | Not available | Not applicable | Not available | Not applicable | 1.52KG, EW2.05KG | Not applicable | SNH14678 |  |  | Not recorded | Not applicable | Maximum fill ratio: 0.667
Special Gas Cylinders | LAB5654SP | 2002-09-17 | Luxfer Gas Cylinders | USA | 1996-12-01 | Authorised Testing | DOT 3AL 1800 / TC 3ALM 124 | Carbon dioxide (CO2) | 12.4MPA | 20.7 Mpa | 1.74KG | Not available | Not available | Not applicable | Not available | Not applicable | 1.52KG, EW2.05KG | Not applicable | SNH14774 |  |  | Not recorded | Not applicable | Maximum fill ratio: 0.667
Special Gas Cylinders | LAB5655SP | 2002-09-17 | Wolfedale Cylinders | Canada | 1991-08-01 | Warnock Hersey | CTC 4BA 240 | LPG | Not available | 3.3MPA | 21.8KG | Not available | Not available | Not applicable | Not available | Not applicable | 8.09KG, EW8.3KG | Not applicable | 647216G |  |  | Not recorded | Not applicable | No comment
Special Gas Cylinders | LAB5656SP | 2002-09-23 | Rheem | Australia | 1987-07-01 | Unknown | AS 2470 | LPG | Not available | 3.3MPA | 108KG | Not available | Not available | Not applicable | Not available | Not applicable | 37.2KG | Not applicable | 43702 |  |  | Not recorded | Not applicable | Pre third party testing requirements
Special Gas Cylinders | LAB5657SP | 2002-09-24 | Walter Kidde and Co | USA | 1988-09-01 | Arrowhead Industrial Services | CTC/DOT 3AL 3000 | SCUBA | 20.7MPA | 34.5MPA | 11.1KG | Not available | Not available | Not applicable | Not available | Not applicable | 14.3KG | Not applicable | 51927 |  |  | Not recorded | Not applicable | No comment
Special Gas Cylinders | LAB5658SP | 2002-09-24 | Luxfer Gas Cylinders | UK | 1999-03-01 | BIE (British Inspection Engineers) | BS 5045-3 | Air | 30.0MPA | 45.0MPA | 0.5KG | Not available | Not available | Not applicable | Not available | Not applicable | 1.19KG. | Not applicable | 13 Cylinders - Serial Numbers As Per Attached List |  |  | Not recorded | Not applicable | No comment
Special Gas Cylinders | LAB5659SP | 2002-09-27 | Luxfer Gas Cylinders | UK | 2001-05-01 | Lloyds Register | BS 5045-3 | Air | 30.0MPA | 45.0MPA | 0.5KG | Not available | Not available | Not applicable | Not available | Not applicable | 1.2KG | Not applicable | PER ATTACHED LIST |  |  | Not recorded | Not applicable | No comment
Special Gas Cylinders | LAB5660SP | 2002-09-30 | Manchester Tank Company | USA | 1989-05-01 | Unknown | DOT 4BA 240 | LPG | Not available | 3.3MPA | 21.6KG | Not available | Not available | Not applicable | Not available | Not applicable | 8.4KG | Not applicable | 5A633490 |  |  | Not recorded | Not applicable | No comment
Special Gas Cylinders | LAB5661SP | 2002-09-30 | Faber | Italy | 1001-01-01 | Lloyds Register | BS 5045/1/CM/S | SCUBA | Not available | Not available | Not available | Not available | Not available | Not applicable | Not available | Not applicable | Not available | Not applicable | 01/2423/058 |  |  | Not recorded | Not applicable | No comment
Special Gas Cylinders | LAB5662SP | 2002-09-30 | Faber | Italy | 2001-12-01 | Lloyds Register | BS 5045/1/CM/S | SCUBA | 23.2MPA | 34.8MPA | 3.0L | Not available | Not available | Not applicable | Not available | Not applicable | 4.0KG. | Not applicable | 01/8737/050 |  |  | Not recorded | Not applicable | No comment
Special Gas Cylinders | LAB5663SP | 2002-09-30 | Faber | Italy | 2004-04-01 | Lloyds Register | BS 5045/1/CM/S | SCUBA | 23.2MPA | 34.8MPA | 3.0L | Not available | Not available | Not applicable | Not available | Not applicable | 4.0KG | Not applicable | 01/8737/028 |  |  | Not recorded | Not applicable | No comment
Special Gas Cylinders | LAB5664SP | 2002-09-30 | Faber | Italy | 1998-01-01 | Lloyds Register | BS 5045/1/CM/S | SCUBA | 23.2MPA | 34.8MPA | 12.2L | Not available | Not available | Not applicable | Not available | Not applicable | 13.1KG | Not applicable | 98/9366/100 |  |  | Not recorded | Not applicable | No comment
Special Gas Cylinders | LAB5665SP | 2002-09-30 | Faber | Italy | 1998-01-01 | Lloyds Register | BS 5045/1/CM/S | SCUBA | 23.2MPA | 34.8MPA | 12.2L | Not available | Not available | Not applicable | Not available | Not applicable | 13.2KG | Not applicable | 98/9205/139 |  |  | Not recorded | Not applicable | No comment
Special Gas Cylinders | LAB5666SP | 2002-09-30 | Faber | Italy | 1998-10-01 | Lloyds Register | BS 5045/1/CM/S | SCUBA | 23.2MPA | 34.8MPA | 7.0L | Not available | Not available | Not applicable | Not available | Not applicable | 7.9KG | Not applicable | 98/9668/023 |  |  | Not recorded | Not applicable | No comment
Special Gas Cylinders | LAB5667SP - WITHDRAWN 31/10/2017 | 2002-10-02 | CIG (Commonwealth Industrial Gases) | Australia | 1980-10-01 | CIG (Commonwealth Industrial Gases) | AS 1777 | SCUBA | 22.4MPA | 34.5MPA | 11.55L | Not available | Not available | Not applicable | Not available | Not applicable | 15.65KG | Not applicable | C8753 |  |  | Not recorded | Not applicable | Must not be filled or tested.
Special Gas Cylinders | LAB5668SP | 2002-10-02 | Faber | Italy | 2017-01-09 | Lloyds Register | BS 5045 | SCUBA | 23.2MPA | 34.8MPA | 7.0l | Not available | Not available | Not applicable | Not available | Not applicable | 9.0KG | Not applicable | 01/2423/073 |  |  | Not recorded | Not applicable | No comment
Special Gas Cylinders | LAB5669SP | 2002-10-03 | Faber | Italy | 2000-06-01 | Lloyds Register | BS 5045 | SCUBA | 23.2MPA | 34.8MPA | 5.0L | Not available | Not available | Not applicable | Not available | Not applicable | 5.8KG | Not applicable | 00/9440/009 |  |  | Not recorded | Not applicable | No comment
Special Gas Cylinders | LAB5670SP | 2002-10-11 | Unknown | USA | 1986-01-01 | Unknown | DOT 4E 240 | LPG | 1.7MPA | 4.0MPA | 10.7KG | Not available | Not available | Not applicable | Not available | Not applicable | 4.5KG | Not applicable | 18709B |  |  | Not recorded | Not applicable | Pre third party testing requirements
Special Gas Cylinders | LAB5671SP | 2002-10-14 | McMillan | Australia | 1992-07-01 | Department of Labour and Industry | AS 2470 | LPG | 17.8KG | 3.3MPA | 43.6KG | Not available | Not available | Not applicable | Not available | Not applicable | 17.8KG | Not applicable | SNG77688 |  |  | Not recorded | Not applicable | No comment
Special Gas Cylinders | LAB5672SP | 2002-10-14 | Heiser | Austria | 1998-12-01 | SGS | HSE-HSSS-2 | Air | 20.0MPA | 30.0MPA | 50.0L | Not available | Not available | Not applicable | Not available | Not applicable | 50.3KG | Not applicable | 4554595 |  |  | Not recorded | Not applicable | Change of Traffice O2 -Air Storage
Special Gas Cylinders | LAB5673SP | 2002-10-14 | Chesterfield Special Cylinders | UK | 1999-10-01 | Lloyds Register | BS 5045/1/CM/S | AIR | 20.0MPA | 30.0MKPA | 50.0L | Not available | Not available | Not applicable | Not available | Not applicable | 50.3KG | Not applicable | 17973 |  |  | Not recorded | Not applicable | Change of Traffice O2 - Air Storage LAB 1823
Special Gas Cylinders | LAB5674SP | 2002-10-14 | Faber | Italy | 1996-05-01 | Lloyds Register | BS 5045 | SCUBA | 23.2MPA | 34.8MPA | 10.0L | Not available | Not available | Not applicable | Not available | Not applicable | 10.9KG | Not applicable | 96/9337/006 |  |  | Not recorded | Not applicable | No comment
Special Gas Cylinders | LAB5675SP | 2002-10-14 | Faber | Italy | 1996-05-01 | Lloyds Register | BS 5045 | SCUBA | 23.2MPA | 34.8MPA | 10.0L | Not available | Not available | Not applicable | Not available | Not applicable | 10.9KG | Not applicable | 96/9337/072 |  |  | Not recorded | Not applicable | No comment
Special Gas Cylinders | LAB5676SP | 2002-10-18 | Wolfedale Cylinders | Canada | 1992-06-01 | Warnock Hersey | CTC 4BA 240 | LPG | Not available | 3.3MPA | 21.8L | Not available | Not available | Not applicable | Not available | Not applicable | 8.2KG | Not applicable | 001042R |  |  | Not recorded | Not applicable | No comment
Special Gas Cylinders | LAB5677SP - WITHDRAWN 31/10/2017 | 2002-10-18 | Luxfer Gas Cylinders | USA | 1980-06-01 | Authorised Testing | DOT E 6498 3000 | SCUBA | 20.7MPA | 34.5MPA | 11.35KG | Not available | Not available | Not applicable | Not available | Not applicable | 14.35KG | Not applicable | P270393 |  |  | Not recorded | Not applicable | Must not be filled or tested.
Special Gas Cylinders | LAB5678SP | 2002-10-25 | Faber | Italy | 1001-01-01 | Lloyds Register | BS 5045/1/CM/S | SCUBA | 23.2MPA | 34.8MPA | 7.0L | Not available | Not available | Not applicable | Not available | Not applicable | 8.2KG | Not applicable | 01/2432/066 |  |  | Not recorded | Not applicable | No comment
Special Gas Cylinders | LAB5679SP | 2002-10-25 | Faber | Italy | 1997-03-01 | Lloyds Register | 84/525/EEC | Air | 22.0MPA | 33 Mpa | 18.0 L | Not available | Not available | Not applicable | Not available | Not applicable | 20.7 kg | Not applicable | 97/1051/009 97/1051/014 97/1051/025 97/1051/043 |  |  | Not recorded | Not applicable | No comment
Special Gas Cylinders | LAB5680SP | 2002-10-25 | PCI | Thailand | 1981-05-01 | GS | ASB 239 | LPG | Not available | 3.3MPA | 21.8KG | Not available | Not available | Not applicable | Not available | Not applicable | 10.4KG | Not applicable | 85276 |  |  | Not recorded | Not applicable | No comment
Special Gas Cylinders | LAB5681SP | 2002-10-29 | Faber | Italy | 1996-07-01 | Lloyds Register | BS 5045/1/CM/S | SCUBA | 34.8MPA | 23.2MPA | 3.0L | Not available | Not available | Not applicable | Not available | Not applicable | 3.6KG | Not applicable | SN 96/9934/068 |  |  | Not recorded | Not applicable | No comment
Special Gas Cylinders | LAB5682SP | 2002-11-01 | Rheem | Australia | 1980-12-01 | Unknown | ASB 239 | LPG | Not available | 3.3MPA | 23.9KG | Not available | Not available | Not applicable | Not available | Not applicable | 9.5KG | Not applicable | 10790 |  |  | Not recorded | Not applicable | Pre third party testing requirements
Special Gas Cylinders | LAB5683SP | 2002-11-01 | Faber | Italy | 2002-01-01 | Arrowhead Industrial Services | TC 3ALM 244 / DOT 3AL 3180 | SCUBA | 21.9MPA | 36.4MPA | 12.19KG | Not available | Not available | Not applicable | Not available | Not applicable | 18.25KG | Not applicable | 02/0247/067 |  |  | Not recorded | Not applicable | No comment
Special Gas Cylinders | LAB5684SP | 2002-11-01 | Luxfer Gas Cylinders | USA | 2001-03-01 | Arrowhead Industrial Services | DOT 3AL 3000 / TC 3ALM 207 | SCUBA | 20.7MPA | 34.5MPA | 11.21KG | Not available | Not available | Not applicable | Not available | Not applicable | 14.05KG | Not applicable | P478974 |  |  | Not recorded | Not applicable | No comment
Special Gas Cylinders | LAB5685SP | 2002-11-01 | Luxfer Gas Cylinders | USA | 2001-06-01 | Arrowhead Industrial Services | DOT 3AL 3000 / TC 3ALM 228 | SCUBA | 22.7MPA | 37.6MPA | 13.25KG | Not available | Not available | Not applicable | Not available | Not applicable | 18.59KG | Not applicable | SNVT 12303 |  |  | Not recorded | Not applicable | No comment
Special Gas Cylinders | LAB5686SP | 2002-11-01 | Faber | Italy | 1001-01-01 | Lloyds Register | BS 5045 | SCUBA | 23.2MPA | 34.8MPA | 3.6KG | Not available | Not available | Not applicable | Not available | Not applicable | Not available | Not applicable | 96/ /135 |  |  | Not recorded | Not applicable | No comment
Special Gas Cylinders | LAB5687SP | 2002-11-04 | Showa Koatsu | Japan | 1982-03-01 | Arrowhead Industrial Services | DOT 3AA 2015 | Carbon dioxide (CO2) | 13.9MPA | 23.2MPA | 24.9KG | Not available | Not available | Not applicable | Not available | Not applicable | 36.3KG | Not applicable | 7015 |  |  | Not recorded | Not applicable | Maximum fill ratio: 0.75 Change of traffic O2 to CO2
Special Gas Cylinders | LAB5688SP | 2002-11-06 | Catalina Cylinders | USA | 1988-09-01 | Steigerwalt Association | CTC/DOT 3AL | SCUBA | 22.7MPA | 37.9MPA | 10.6L | Not available | Not available | Not applicable | Not available | Not applicable | 17.0KG | Not applicable | A80496 |  |  | Not recorded | Not applicable | No comment
Special Gas Cylinders | LAB5689SP | 2002-11-06 | Luxfer Gas Cylinders | USA | 1994-02-01 | Authorised Testing | DOT 3AL 3500 | SCUBA | 20.7MPA | 34.5MPA | 2.44 L | Not available | Not available | Not applicable | Not available | Not applicable | 2.2 kg | Not applicable | NN6598 |  |  | Not recorded | Not applicable | No comment
Special Gas Cylinders | LAB5690SP | 2002-11-06 | Luxfer Gas Cylinders | USA | 1994-02-01 | Authorised Testing | DOT 3AL 3500 | SCUBA | 20.7MPA | 34.5MPA | 2.44 L | Not available | Not available | Not applicable | Not available | Not applicable | 2.2 kg | Not applicable | NN6642 |  |  | Not recorded | Not applicable | No comment
Special Gas Cylinders | LAB5691SP | 2002-11-06 | Luxfer Gas Cylinders | UK | 1999-03-01 | BIE (British Inspection Engineers) | BS 5045-3 | Air | 30.0MPA | 45.0MPA | 0.5L | Not available | Not available | Not applicable | Not available | Not applicable | 1.19KG. | Not applicable | 13Cylinders -SerialNumbersAsPerAttachedList |  |  | Not recorded | Not applicable | No comment
Special Gas Cylinders | LAB5692SP | 2002-11-11 | Luxfer Gas Cylinders | UK | 2001-03-01 | Lloyds Register | BS 5045-3 | Air | 45.0MPA | 30.0MPA | 0.5L | Not available | Not available | Not applicable | Not available | Not applicable | 1.2KG | Not applicable | SNs PER ATTACHED LIST |  |  | Not recorded | Not applicable | No comment
Special Gas Cylinders | LAB5693SP | 2002-11-11 | Catalina Cylinders | USA | 2002-07-01 | TH Cochrane Laboratories | DOT 3AL 3500 | SCUBA | 34.5MPA | 20.7MPA | 11.22KG | Not available | Not available | Not applicable | Not available | Not applicable | 14.07KG | Not applicable | AS 50321528 |  |  | Not recorded | Not applicable | No comment
Special Gas Cylinders | LAB5694SP | 2002-11-19 | PCI | Thailand | 1991-05-01 | TISTR (Thailand Institute of Scientific and Technological Research) | AS 2470 | LPG | Not available | 3.3MPA | 26.2KG | Not available | Not available | Not applicable | Not available | Not applicable | 12.4KG | Not applicable | 844 |  |  | Not recorded | Not applicable | No comment
Special Gas Cylinders | LAB5695SP | 2002-11-21 | Faber | Italy | 2000-05-01 | Lloyds Register | BS 5045/1/CM/S | SCUBA | 23.2MPA | 35.6MPA | 12.2L | Not available | Not available | Not applicable | Not available | Not applicable | 13.2KG | Not applicable | 00/9415/031 |  |  | Not recorded | Not applicable | No comment
Special Gas Cylinders | LAB5696SP | 2002-11-21 | Worthington Cylinders | Canada | 2002-05-01 | Arrowhead Industrial Services | DOT 3AA 2015 | Oxygen (O2) - Medical | 13.9MPA | 23.2MPA | 3.68KG | Not available | Not available | Not applicable | Not available | Not applicable | 4.8KG | Not applicable | 2043670 |  |  | Not recorded | Not applicable | No comment
Special Gas Cylinders | LAB5697SP | 2002-11-21 | Worthington Cylinders | Canada | 2002-05-01 | Arrowhead Industrial Services | DOT 3AA 2015 | Oxygen (O2) - Medical | 13.9MPA | 23.2MPA | 3.69KG | Not available | Not available | Not applicable | Not available | Not applicable | 4.78KG | Not applicable | 2043315 |  |  | Not recorded | Not applicable | No comment
Special Gas Cylinders | LAB5698SP | 2002-11-21 | Worthington Cylinders | Canada | 2002-05-01 | Arrowhead Industrial Services | DOT 3AA 2015 | Oxygen (O2) - Medical | 13.9MPA | 23.2MPA | 3.67KG | Not available | Not available | Not applicable | Not available | Not applicable | 4.95KG | Not applicable | 2043352 |  |  | Not recorded | Not applicable | No comment
Special Gas Cylinders | LAB5699SP | 2002-11-21 | Heiser | Austria | 1998-08-01 | Bureau Veritas | HSSS-2 | SCUBA | 23.2MPA | 34.8MPA | 12.0L | Not available | Not available | Not applicable | Not available | Not applicable | 16.0KG | Not applicable | YH1500 |  |  | Not recorded | Not applicable | No comment
Special Gas Cylinders | LAB5700SP | 2002-11-26 | Luxfer Gas Cylinders | USA | 1987-05-01 | Arrowhead Industrial Services | CTC/DOT 3AL 3000 | SCUBA | 20.7MPA | 34.5MPA | 11.2KG | Not available | Not available | Not applicable | Not available | Not applicable | 15.7KG | Not applicable | SNJ89838 |  |  | Not recorded | Not applicable | No comment
Special Gas Cylinders | LAB5701SP | 2002-11-29 | Hume | Singapore | 1980-06-01 | SGS | ASB 115 | LPG | Not available | 3.3MPA | 6.0KG | Not available | Not available | Not applicable | Not available | Not applicable | 3.9KG | Not applicable | 3878 |  |  | Not recorded | Not applicable | No comment
Special Gas Cylinders | LAB5702SP | 2002-12-04 | Mannesmann | Germany | 1991-01-01 | TUV (Technische Ueberwachungs Verein) | BS 5045 | Oxygen (O2) | 20.0MPA | 30.0MPA | 4.0L | Not available | Not available | Not applicable | Not available | Not applicable | 4.2KG | Not applicable | B7823 |  |  | Not recorded | Not applicable | No comment
Special Gas Cylinders | LAB5703SP | 2002-12-04 | Rheem | Australia | 1980-05-01 | Rheem | ASB 239 | LPG | Not available | 3.3MPA | 23.2KG | Not available | Not available | Not applicable | Not available | Not applicable | 9.63KG | Not applicable | 9202 |  |  | Not recorded | Not applicable | No comment
Special Gas Cylinders | LAB5704SP - WITHDRAWN 31/10/2017 | 2002-12-09 | Luxfer Gas Cylinders | USA | 1981-05-01 | Unknown | DOT E 6498 | SCUBA | 20.7MPA | 34.5MPA | 11.1L | Not available | Not available | Not applicable | Not available | Not applicable | 14.4KG | Not applicable | P424961 |  |  | Not recorded | Not applicable | Must not be filled or tested.
Special Gas Cylinders | LAB5705SP | 2002-12-09 | Heiser | Austria | 1984-02-01 | Bureau Veritas | BS 5045 | SCUBA | 22.8MPA | 37.9MPA | 10.0L | Not available | Not available | Not applicable | Not available | Not applicable | 13.9KG | Not applicable | 27292 |  |  | Not recorded | Not applicable | No comment
Special Gas Cylinders | LAB5706SP - WITHDRAWN 31/10/2017 | 2002-12-12 | CIG (Commonwealth Industrial Gases) | Australia | 1989-09-01 | CIG (Commonwealth Industrial Gases) | AS 1777 | SCUBA | 24.0MPA | 36.0MPA | 11.5KG | Not available | Not available | Not applicable | Not available | Not applicable | 15.4KG | Not applicable | SNR4992 |  |  | Not recorded | Not applicable | Must not be filled or tested.
Special Gas Cylinders | LAB5707SP | 2002-12-12 | Faber | Italy | 1998-10-01 | Lloyds Register | BS 5045/1/CM/S | SCUBA | 30.0MPA | 46.5MPA | 12.0L | Not available | Not available | Not applicable | Not available | Not applicable | 17.2KG | Not applicable | 98/9677/005 |  |  | Not recorded | Not applicable | No comment
Special Gas Cylinders | LAB5708SP | 2002-12-12 | Faber | Italy | 1998-10-01 | Lloyds Register | BS 5045/1/CM/S | SCUBA | 30.0MPA | 46.5MPA | 12.0L | Not available | Not available | Not applicable | Not available | Not applicable | 17.2KG | Not applicable | 98/9677/076 |  |  | Not recorded | Not applicable | Entry initially duplicated the serial number of LAB5707SP. Updated 10/03/2025 to reflect the appropriate serial number.
Special Gas Cylinders | LAB5709SP | 2002-12-12 | Faber | Italy | 2001-08-01 | Lloyds Register | BS 5045/7/CM/S | SCUBA | 23.2MPA | 34.8MPA | 3.0L | Not available | Not available | Not applicable | Not available | Not applicable | 4.0KG | Not applicable | 01/8475/127 |  |  | Not recorded | Not applicable | No comment
Special Gas Cylinders | LAB5710SP | 2002-12-12 | Faber | Italy | 1998-11-01 | Lloyds Register | BS 5045/1/CM/S | SCUBA | 23.2MPA | 34.8MPA | 3.0L | Not available | Not available | Not applicable | Not available | Not applicable | 3.7KG | Not applicable | 98/9743/028 |  |  | Not recorded | Not applicable | No comment
Special Gas Cylinders | LAB5711SP | 2002-12-12 | Faber | Italy | 2001-09-01 | Lloyds Register | BS 5045/7/CM/S | SCUBA | 23.2MPA | 34.8MPA | 3.0L | Not available | Not available | Not applicable | Not available | Not applicable | 3.7KG | Not applicable | 01/2253/098 |  |  | Not recorded | Not applicable | No comment
Special Gas Cylinders | LAB5712SP | 2002-12-12 | Luxfer Gas Cylinders | USA | 2001-05-01 | Arrowhead Industrial Services | DOT 3AL 3300 | SCUBA | 22.7MPA | 38.0MPA | 13.22KG | Not available | Not available | Not applicable | Not available | Not applicable | 18.6KG | Not applicable | UT12066 |  |  | Not recorded | Not applicable | No comment
Special Gas Cylinders | LAB5713SP | 2002-12-13 | Faber | Italy | 1998-08-01 | Lloyds Register | BS 5045/1/CM/S | SCUBA | 23.2MPA | 34.8MPA | 10.5L | Not available | Not available | Not applicable | Not available | Not applicable | 11.4KG | Not applicable | 98/9606/123 |  |  | Not recorded | Not applicable | No comment
Special Gas Cylinders | LAB5714SP | 2002-12-16 | Walter Kidde and Co | USA | 1985-04-01 | Arrowhead Industrial Services | CTC/DOT 3AL 3000 | SCUBA | 20.7MPA | 34.5MPA | 11.2KG | Not available | Not available | Not applicable | Not available | Not applicable | 15.7KG | Not applicable | 43625 |  |  | Not recorded | Not applicable | No comment
Special Gas Cylinders | LAB5715SP | 2002-12-20 | Luxfer Gas Cylinders | USA | 2001-01-01 | Arrowhead Industrial Services | TC 3ALM 207 | SCUBA | 20.7MPA | 34.5MPA | 0.92KG | Not available | Not available | Not applicable | Not available | Not applicable | 1.16KG | Not applicable | SND1863 |  |  | Not recorded | Not applicable | No comment
Special Gas Cylinders | LAB5716SP | 2002-12-20 | PCI | Thailand | 1994-01-01 | SGS | AS 2469 | LPG | Not available | 3.3MPA | 7.2KG | Not available | Not available | Not applicable | Not available | Not applicable | 4.22KG | Not applicable | 156 |  |  | Not recorded | Not applicable | No comment
Special Gas Cylinders | LAB5717SP | 2002-12-20 | Hume | Singapore | 1981-05-01 | SGS | ASB 239 | LPG | Not available | 3.3MPA | 22.0L | Not available | Not available | Not applicable | Not available | Not applicable | 11.0KG | Not applicable | A22441 |  |  | Not recorded | Not applicable | No comment
Special Gas Cylinders | LAB5718SP | 2002-12-20 | Luxfer Gas Cylinders | UK | 1998-09-01 | BIE (British Inspection Engineers) | BS 5045-3 | Air | 23.2MPA | 34.8MPA | 3.0L | Not available | Not available | Not applicable | Not available | Not applicable | 3.73KG | Not applicable | FE 8178 |  |  | Not recorded | Not applicable | No comment
Special Gas Cylinders | LAB5719SP | 2002-12-20 | Catalina Cylinders | USA | 1999-06-01 | TH Cochrane Laboratories | DOT 3AL 3500 | SCUBA | 20.7MPA | 34.5MPA | 11.18L | Not available | Not available | Not applicable | Not available | Not applicable | 13.92KG | Not applicable | AS208423 |  |  | Not recorded | Not applicable | No comment
Special Gas Cylinders | LAB5720SP | 2002-12-20 | PCI | Thailand | 1981-08-01 | TISTR (Thailand Institute of Scientific and Technological Research) | ASB 239 | LPG | Not available | 3.3MPA | 22.4L | Not available | Not available | Not applicable | Not available | Not applicable | 10.2KG | Not applicable | 9091188 |  |  | Not recorded | Not applicable | No comment
Special Gas Cylinders | LAB5721SP | 2002-12-20 | Companion | Australia | 1981-06-01 | Unknown | ASB 239 | LPG | Not available | 3.3MPA | 10.72KG | Not available | Not available | Not applicable | Not available | Not applicable | 5.95KG | Not applicable | C639029 |  |  | Not recorded | Not applicable | No comment
Special Gas Cylinders | LAB5722SP - WITHDRAWN 31/10/2017 | 2003-01-15 | Tubermakers | Australia | 1983-06-01 | Unknown | AS 2468 | LPG | Not available | 3.3MPA | 5.0L | Not available | Not available | Not applicable | Not available | Not applicable | 3.9KG | Not applicable | 5588 |  |  | Not recorded | Not applicable | Must not be filled or tested.
Special Gas Cylinders | LAB5723SP - WITHDRAWN 31/10/2017 | 2003-01-15 | Luxfer Gas Cylinders | USA | 1980-06-01 | Luxfer Gas Cylinders | CTC/DOT E 6498 3000 | SCUBA | 34.5MPA | 20.7MPA | 11.2 kg | Not available | Not available | Not applicable | Not available | Not applicable | 14.43 kg | Not applicable | P346085 |  |  | Not recorded | Not applicable | Must not be filled or tested.
Special Gas Cylinders | LAB5724SP - WITHDRAWN 31/10/2017 | 2003-01-15 | CIG (Commonwealth Industrial Gases) | Australia | 1980-11-01 | CIG (Commonwealth Industrial Gases) | SA1777 | SCUBA | 34.5MPA | 22.4MPA | 11.55KG | Not available | Not available | Not applicable | Not available | Not applicable | 15.55KG | Not applicable | C5984 |  |  | Not recorded | Not applicable | Must not be filled or tested.
Special Gas Cylinders | LAB5725SP | 2003-01-15 | PCI | Thailand | 1991-05-01 | TISTR (Thailand Institute of Scientific and Technological Research) | AS 2469: 1989 | LPG | Not available | 3.3MPA | 7.15KG | Not available | Not available | Not applicable | Not available | Not applicable | 4.26KG, 4.46KG | Not applicable | 939 |  |  | Not recorded | Not applicable | No comment
Special Gas Cylinders | LAB5726SP | 2003-01-15 | Catalina Cylinders | USA | 1987-06-01 | Steigerwalt Association | DOT 3AL 3000 | Air | 20.7MPA | 34.5MPA | 10.8KG | Not available | Not available | Not applicable | Not available | Not applicable | 15.62KG | Not applicable | A27102 |  |  | Not recorded | Not applicable | No comment
Special Gas Cylinders | LAB5727SP | 2003-01-15 | PCI | Thailand | 1981-11-01 | TISTR (Thailand Institute of Scientific and Technological Research) | ASB 239 | LPG | Not available | 3.3MPA | 22.4KG | Not available | Not available | Not applicable | Not available | Not applicable | 9.9KG, 10.03KG | Not applicable | 95303 |  |  | Not recorded | Not applicable | No comment
Special Gas Cylinders | LAB5728SP | 2003-01-15 | PCI | Thailand | 1984-03-01 | SISIR (Singapore Institute of Standards and Industrial Research) | AS 2469 | LPG | Not available | 3.3MPA | 11.3KG | Not available | Not available | Not applicable | Not available | Not applicable | 6.6KG | Not applicable | 23790 |  |  | Not recorded | Not applicable | No comment
Special Gas Cylinders | LAB5729SP | 2003-01-15 | Hume | Singapore | 1980-06-01 | SISIR (Singapore Institute of Standards and Industrial Research) | ASB 115 | LPG | Not available | 3.3MPA | 6.0KG | Not available | Not available | Not applicable | Not available | Not applicable | 3.91KG | Not applicable | 64552 |  |  | Not recorded | Not applicable | No comment
Special Gas Cylinders | LAB5730SP | 2003-01-15 | Faber | Italy | 1997-06-01 | Lloyds Register | BS 5045/1/CM/S | SCUBA | 23.2MPA | 34.8MPA | 3.0L | Not available | Not available | Not applicable | Not available | Not applicable | 3.7KG | Not applicable | 97/9399/110 |  |  | Not recorded | Not applicable | No comment
Special Gas Cylinders | LAB5731SP | 2003-01-15 | Faber | Italy | 1996-01-01 | Lloyds Register | BS 5045/1/CM/S | SCUBA | 30.0MPA | 46.5MPA | 12.0L | Not available | Not available | Not applicable | Not available | Not applicable | 16.5KG | Not applicable | 96/9420/098 |  |  | Not recorded | Not applicable | No comment
Special Gas Cylinders | LAB5732SP | 2003-01-15 | Luxfer Gas Cylinders | UK | 1982-04-01 | Lloyds Register | HOAL 3 | SCUBA | 20.7MPA | 34.1MPA | 10.0KG | Not available | Not available | Not applicable | Not available | Not applicable | 12.5KG | Not applicable | 1513A |  |  | Not recorded | Not applicable | No comment
Special Gas Cylinders | LAB5733SP | 2003-01-15 | Luxfer Gas Cylinders | UK | 1982-04-01 | Lloyds Register | HOAL 3 | SCUBA | 20.7MPA | 34.1MPA | 10.0KG | Not available | Not available | Not applicable | Not available | Not applicable | 12.5KG | Not applicable | 1520A |  |  | Not recorded | Not applicable | No comment
Special Gas Cylinders | LAB5734SP - WITHDRAWN 31/10/2017 | 2003-01-16 | Luxfer Gas Cylinders | USA | 1981-01-01 | Luxfer Gas Cylinders | CTC/DOT E 6498 3000 | SCUBA | 20.7MPA | 34.5MPA | 10.4 L | Not available | Not available | Not applicable | Not available | Not applicable | 14.8 kg | Not applicable | P296862 |  |  | Not recorded | Not applicable | Must not be filled or tested.
Special Gas Cylinders | LAB5735SP | 2003-01-16 | Luxfer Gas Cylinders | USA | 2001-01-01 | Arrowhead Industrial Services | DOT 3AL 3000 / TC 3ALM 207 | SCUBA | 20.7MPA | 34.5MPA | 4.37KG | Not available | Not available | Not applicable | Not available | Not applicable | 5.28KG | Not applicable | UU19483 |  |  | Not recorded | Not applicable | No comment
Special Gas Cylinders | LAB5736SP | 2003-01-17 | Luxfer Gas Cylinders | USA | 2000-02-01 | Arrowhead Industrial Services | DOT 3AL 3000 / TC 3ALM 207 | SCUBA | 20.7MPA | 34.5MPA | 4.37KG | Not available | Not available | Not applicable | Not available | Not applicable | 5.28KG | Not applicable | UU19561 |  |  | Not recorded | Not applicable | No comment
Special Gas Cylinders | LAB5737SP | 2003-01-17 | Faber | Italy | 2001-09-01 | Lloyds Register | BS 5045 | Oxygen (O2)- Emergency | 23.2MPA | 34.8MPA | 3.0L | Not available | Not available | Not applicable | Not available | Not applicable | 3.7KG | Not applicable | 01/2253/049 |  |  | Not recorded | Not applicable | No comment
Special Gas Cylinders | LAB5738SP | 2003-01-17 | Heiser | Austria | 1997-07-01 | Bureau Veritas | EN 144-1 | SCUBA | 23.0MPA | 34.5MPA | 12.0L | Not available | Not available | Not applicable | Not available | Not applicable | 18.4 kg | Not applicable | YR8279 |  |  | Not recorded | Not applicable | No comment
Special Gas Cylinders | LAB5739SP | 2003-01-22 | Worthington Cylinders | USA | 1999-01-01 | Arrowhead Industrial Services | DOT 3AA 2015 | Oxygen (O2)- Emergency | 13.9MPA | 23.1MPA | 2.2KG | Not available | Not available | Not applicable | Not available | Not applicable | 3.08KG | Not applicable | MD008254 |  |  | Not recorded | Not applicable | No comment
Special Gas Cylinders | LAB5740SP | 2003-01-22 | Luxfer Gas Cylinders | UK | 1996-09-01 | Lloyds Register | BS 5045-3 | SCUBA | 23.2MPA | 34.8MPA | 12.2L | Not available | Not available | Not applicable | Not available | Not applicable | 16.35KG | Not applicable | P2986M/A1860 |  |  | Not recorded | Not applicable | No comment
Special Gas Cylinders | LAB5741SP | 2003-01-22 | Luxfer Gas Cylinders | UK | 1996-09-01 | Lloyds Register | BS 5045-3 | SCUBA | 23.2MPA | 34.8MPA | 12.2L | Not available | Not available | Not applicable | Not available | Not applicable | 16.4KG | Not applicable | P2986M/A1767 |  |  | Not recorded | Not applicable | No comment
Special Gas Cylinders | LAB5742SP | 2003-01-22 | Catalina Cylinders | USA | 2017-02-08 | TH Cochrane Laboratories | DOT 3AL 3000 / TC 3ALM 207 | SCUBA | 20.7MPA | 34.5MPA | 11.2KG | Not available | Not available | Not applicable | Not available | Not applicable | 14.08KG | Not applicable | AS0324386 |  |  | Not recorded | Not applicable | No comment
Special Gas Cylinders | LAB5743SP | 2003-01-24 | Catalina Cylinders | USA | 2017-02-08 | TH Cochrane Laboratories | DOT 3AL 3000 / TC 3ALM 207 | SCUBA | 20.7MPa | 34.5MPa | 11.2KG | Not available | Not available | Not applicable | Not available | Not applicable | 14.08KG | Not applicable | AS0324068 |  |  | Not recorded | Not applicable | No comment
Special Gas Cylinders | LAB5744SP | 2003-01-24 | Mangels | Brazil | 1982-03-01 | Bureau Veritas | ASB 239 | LPG | 1.65MPa | 3.3MPa | 10.6KG | Not available | Not available | Not applicable | Not available | Not applicable | 5.85KG | Not applicable | N2923 |  |  | Not recorded | Not applicable | No comment
Special Gas Cylinders | LAB5745SP | 2003-01-24 | PCI | Thailand | 1981-08-01 | TISTR (Thailand Institute of Scientific and Technological Research) | ASB 239 | LPG | Not available | 3.3MPa | 21.4KG | Not available | Not available | Not applicable | Not available | Not applicable | 10.2KG | Not applicable | 90668 |  |  | Not recorded | Not applicable | No comment
Special Gas Cylinders | LAB5746SP | 2003-01-24 | Worthington Cylinders | Austria | 2002-04-01 | Bureau Veritas | EN 144-1 | SCUBA | 23.0MPa | 34.5MPa | 15L | Not available | Not available | Not applicable | Not available | Not applicable | 19.9 kg | Not applicable | GH 2631 |  |  | Not recorded | Not applicable | No comment
Special Gas Cylinders | LAB5747SP | 2003-01-29 | Faber | Italy | 1995-10-01 | Lloyds Register | BS 5045/1/CM/S | SCUBA | 30.0MPa | 46.5MPa | 10.0L | Not available | Not available | Not applicable | Not available | Not applicable | 14.4KG | Not applicable | 95/9737/001 |  |  | Not recorded | Not applicable | No comment
Special Gas Cylinders | LAB5748SP | 2003-01-29 | Catalina Cylinders | USA | 2000-08-01 | TH Cochrane Laboratories | TC 3ALM 207 / DOT 3AL 3000 | SCUBA | 20.7MPa | 34.5MPa | 9.2KG | Not available | Not available | Not applicable | Not available | Not applicable | 12.0KG | Not applicable | BJ012775 |  |  | Not recorded | Not applicable | No comment
Special Gas Cylinders | LAB5749SP | 2003-01-30 | Catalina Cylinders | USA | 2000-06-01 | TH Cochrane Laboratories | TC 3ALM 207 / DOT 3AL 3000 | SCUBA | 20.7MPa | 34.5MPa | 12.2KG | Not available | Not available | Not applicable | Not available | Not applicable | Not available | Not applicable | BJ 012056 |  |  | Not recorded | Not applicable | No comment
Special Gas Cylinders | LAB5750SP | 2003-01-31 | PCI | Thailand | 1993-01-01 | TISTR (Thailand Institute of Scientific and Technological Research) | AS 2469 | LPG | Not available | 3.3MPa | 2.4KG | Not available | Not available | Not applicable | Not available | Not applicable | 2.08KG | Not applicable | 93-000809 |  |  | Not recorded | Not applicable | No comment
Special Gas Cylinders | LAB5751SP | 2003-01-31 | Faber | Italy | 1998-11-01 | Lloyds Register | BS 5045/1/CM/S | SCUBA | 23.2MPa | 34.8MPa | 3.0L | Not available | Not available | Not applicable | Not available | Not applicable | 3.7KG | Not applicable | 98/9743/040 |  |  | Not recorded | Not applicable | No comment
Special Gas Cylinders | LAB5752SP | 2003-02-07 | PCI | Thailand | 1981-11-01 | TISTR (Thailand Institute of Scientific and Technological Research) | ASB 239 | LPG | Not available | 3.3MPa | 23.3L | Not available | Not available | Not applicable | Not available | Not applicable | 9.9KG | Not applicable | 95006 |  |  | Not recorded | Not applicable | No comment
Special Gas Cylinders | LAB5753SP | 2003-02-07 | Luxfer Gas Cylinders | USA | 1998-09-01 | Arrowhead Industrial Services | DOT 3AL | Helium (He) - Medical | 15.3MPa | 25.4MPa | 0.759KG | Not available | Not available | Not applicable | Not available | Not applicable | 0.852KG | Not applicable | BF26800 |  |  | Not recorded | Not applicable | No comment
Special Gas Cylinders | LAB5754SP | 2003-02-07 | Luxfer Gas Cylinders | USA | 1997-09-01 | Arrowhead Industrial Services | DOT 3AL | Helium (He) - Medical | 15.3MPa | 25.4MPa | 0.759KG | Not available | Not available | Not applicable | Not available | Not applicable | 0.852KG | Not applicable | BF10467 |  |  | Not recorded | Not applicable | No comment
Special Gas Cylinders | LAB5755SP | 2003-02-07 | Luxfer Gas Cylinders | USA | 1996-08-01 | Arrowhead Industrial Services | DOT 3AL | Helium (He) - Medical | 15.3MPa | 25.4MPa | 0.759KG | Not available | Not available | Not applicable | Not available | Not applicable | 0.852KG | Not applicable | BF4452 |  |  | Not recorded | Not applicable | No comment
Special Gas Cylinders | LAB5756SP | 2003-02-07 | Faber | Italy | 1998-11-01 | Lloyds Register | BS 5045 | SCUBA | 23.2MPa | 34.8MPa | 9.2L | Not available | Not available | Not applicable | Not available | Not applicable | 11.8KG | Not applicable | P2627M |  |  | Not recorded | Not applicable | No comment
Special Gas Cylinders | LAB5757SP | 2003-02-07 | Faber | Italy | 1998-10-01 | Lloyds Register | BS 5045/1/CM/S | SCUBA | 23.2MPa | 34.8MPa | 7.0L | Not available | Not available | Not applicable | Not available | Not applicable | 7.9KG | Not applicable | 98/9668/011 |  |  | Not recorded | Not applicable | No comment
Special Gas Cylinders | LAB5758SP | 2003-02-07 | Faber | Italy | 2001-12-01 | Lloyds Register | BS 5045/7/CM/S | SCUBA | 23.2MPa | 34.8MPa | 3.0 L | Not available | Not available | Not applicable | Not available | Not applicable | 4.0 kg | Not applicable | 01/8738/019 |  |  | Not recorded | Not applicable | No comment
Special Gas Cylinders | LAB5759SP | 2003-02-07 | Faber | Italy | 2001-12-01 | Lloyds Register | BS 5045/7/CM/S | SCUBA | 23.2MPa | 34.8MPa | 3.0 L | Not available | Not available | Not applicable | Not available | Not applicable | 4.0 kg | Not applicable | 01/8738/019 |  |  | Not recorded | Not applicable | No comment
Special Gas Cylinders | LAB5760SP | 2003-02-07 | Tubermakers | Australia | 1992-09-01 | Unknown | AS 2468 | LPG | Not available | 3.31MPa | 5.0KG | Not available | Not available | Not applicable | Not available | Not applicable | 3.87KG | Not applicable | 7120025 |  |  | Not recorded | Not applicable | No comment
Special Gas Cylinders | LAB5761SP | 2003-02-12 | Rheem | Australia | 1980-04-01 | Lloyds Register | ASB 239 | LPG | Not available | 3.3MPa | 23.15KG | Not available | Not available | Not applicable | Not available | Not applicable | 9.25KG | Not applicable | 8755 |  |  | Not recorded | Not applicable | No comment
Special Gas Cylinders | LAB5762SP | 2003-02-12 | Rheem | Australia | 1983-11-01 | Unknown | ASB 239 | LPG | Not available | 3.3MPa | 37.0KG | Not available | Not available | Not applicable | Not available | Not applicable | 21.2KG | Not applicable | 5619 |  |  | Not recorded | Not applicable | No comment
Special Gas Cylinders | LAB5763SP | 2003-02-12 | Luxfer Gas Cylinders | UK | 1998-09-01 | Bureau Veritas | BS 5045-3 | Carbon dioxide (CO2) | Not available | 22.9MPa | 3.12KG | FR0.075 | Not available | Not applicable | Not available | Not applicable | 2.36KG | Not applicable | RB4792 |  |  | Not recorded | Not applicable | No comment
Special Gas Cylinders | LAB5764SP | 2003-02-12 | Luxfer Gas Cylinders | UK | 1998-09-01 | Bureau Veritas | BS 5045-3 | Carbon dioxide (CO2) | Not available | 22.9MPa | 3.1KG | FR0.075 | Not available | Not applicable | Not available | Not applicable | 2.36KG | Not applicable | RB4855 |  |  | Not recorded | Not applicable | No comment
Special Gas Cylinders | LAB5765SP | 2003-02-12 | Roth Mions | France | 1999-02-01 | Lloyds Register | BS 5045/1/CM/S | Air | 23.2MPa | 34.8MPa | 3.1L | Not available | Not available | Not applicable | Not available | Not applicable | 3.5KG | Not applicable | 58330 |  |  | Not recorded | Not applicable | No comment
Special Gas Cylinders | LAB5766SP | 2003-02-12 | Pressed Steel Tank Co | USA | 1979-01-01 | Unknown | DOT 3AA 3000 | SCUBA | 20.7MPa | 34.5MPa | 11.75L | Not available | Not available | Not applicable | Not available | Not applicable | 18.05KG | Not applicable | 17950V |  |  | Not recorded | Not applicable | No comment
Special Gas Cylinders | LAB5767SP | 2003-02-12 | PST | USA | 1980-07-01 | Unknown | DOT 3AA 3000 | SCUBA | 20.7MPa | 34.5MPa | 11.89L | Not available | Not available | Not applicable | Not available | Not applicable | 16.7KG | Not applicable | 13563X |  |  | Not recorded | Not applicable | No comment
Special Gas Cylinders | LAB5768SP | 2003-02-14 | Dreger | UK | 2002-09-01 | Lloyds Register | HSE-AL-FW2 | Air | 20.7MPA | 31.1MPA | 9.0L | Not available | Not available | Not applicable | Not available | Not applicable | 4.5KG | Not applicable | BRSK 0149 |  |  | Not recorded | Not applicable | No comment
Special Gas Cylinders | LAB5769SP | 2003-02-14 | PCI | Thailand | 1981-09-01 | Unknown | ASB 239 | LPG | Not available | 3.3MPA | 22.4KG | Not available | Not available | Not applicable | Not available | Not applicable | 10.0KG | Not applicable | 94513 |  |  | Not recorded | Not applicable | No comment
Special Gas Cylinders | LAB5770SP | 2003-02-14 | Faber | Italy | 2002-05-01 | Lloyds Register | BS 5045/7/CM/S | Air | 23.2MPA | 34.8MPA | 15.0 L | Not available | Not available | Not applicable | Not available | Not applicable | 16.9 kg | Not applicable | 02/1153/036 |  |  | Not recorded | Not applicable | No comment
Special Gas Cylinders | LAB5771SP | 2003-02-14 | Faber | Italy | 2002-05-01 | Lloyds Register | BS 5045/7/CM/S | Air | 23.2MPA | 34.8MPA | 15.0 L | Not available | Not available | Not applicable | Not available | Not applicable | 16.9 kg | Not applicable | 02/1153/110 |  |  | Not recorded | Not applicable | No comment
Special Gas Cylinders | LAB5772SP | 2003-02-14 | IWKA | Germany | 1990-06-01 | TUV (Technische Ueberwachungs Verein) | BS 5045/1/CM/S | SCUBA | 23.2MPA | 34.8MPA | 12.0 L | Not available | Not available | Not applicable | Not available | Not applicable | 12.96 kg | Not applicable | EB5639 |  |  | Not recorded | Not applicable | No comment
Special Gas Cylinders | LAB5773SP | 2003-02-14 | IWKA | Germany | 1989-05-01 | TUV (Technische Ueberwachungs Verein) | BS 5045/1/CM/S | SCUBA | 34.8MPA | 23.2MPA. | 12.0 L | Not available | Not available | Not applicable | Not available | Not applicable | 12.96 kg | Not applicable | EB 3354 |  |  | Not recorded | Not applicable | No comment
Special Gas Cylinders | LAB5774SP | 2003-02-20 | Roth Mions | France | 1986-11-01 | Unknown | BS 5045/1/CM/S | SCUBA | 23.2MPA | 38.5MPA | 12.2L | Not available | Not available | Not applicable | Not available | Not applicable | 16.7KG | Not applicable | 55730 |  |  | Not recorded | Not applicable | No comment
Special Gas Cylinders | LAB5775SP | 2003-02-20 | CIG (Commonwealth Industrial Gases) | Australia | 1993-11-01 | CIG (Commonwealth Industrial Gases) | AS 1777 | SCUBA | 24.0MPA | 36.0MPA | 11.5KG | Not available | Not available | Not applicable | Not available | Not applicable | 15.4KG | Not applicable | SD 7144 |  |  | Not recorded | Not applicable | No comment
Special Gas Cylinders | LAB5776SP | 2003-02-20 | Luxfer Gas Cylinders | USA | 1994-06-01 | Arrowhead Industrial Services | DOT 3AL 1800 | Nitrous Oxide | 12.4MPA | 20.7MPA | 6.9KG | Not available | Not available | Not applicable | Not available | Not applicable | 5.95KG | Not applicable | W16419 |  |  | Not recorded | Not applicable | No comment
Special Gas Cylinders | LAB5777SP | 2003-02-24 | IWKA | Germany | 1990-03-01 | TUV (Technische Ueberwachungs Verein) | BS 5045/1/CM/S | SCUBA | 23.2MPA | 34.8MPA | 12.0 L | Not available | Not available | Not applicable | Not available | Not applicable | 13.0 kg | Not applicable | 3857EB4787 |  |  | Not recorded | Not applicable | No comment
Special Gas Cylinders | LAB5778SP | 2003-02-24 | Mannesmann | Germany | 1997-06-01 | TUV (Technische Ueberwachungs Verein) | BS 5045/1/CM/S | Air | 20.0MPA | 30.9MPA | 3.0L | Not available | Not available | Not applicable | Not available | Not applicable | 4.0KG | Not applicable | EB8046 |  |  | Not recorded | Not applicable | No comment
Special Gas Cylinders | LAB5779SP | 2003-02-24 | Faber | Italy | 1994-07-01 | Unknown | BS 5045/1/CM/S | SCUBA | 23.2MPA | 34.8MPA | 3.0L | Not available | Not available | Not applicable | Not available | Not applicable | 3.7KG | Not applicable | 94/9650/069 |  |  | Not recorded | Not applicable | No comment
Special Gas Cylinders | LAB5780SP | 2003-02-28 | PCI | Thailand | 1982-08-01 | TISTR (Thailand Institute of Scientific and Technological Research) | ASB 239 | LPG | Not available | 3.3MPA | 22.6KG | Not available | Not available | Not applicable | Not available | Not applicable | 10.1KG | Not applicable | 12685 |  |  | Not recorded | Not applicable | No comment
Special Gas Cylinders | LAB5781SP | 2003-02-28 | PCI | Thailand | 1981-11-01 | TISTR (Thailand Institute of Scientific and Technological Research) | ASB 239 | LPG | Not available | 3.3MPA | 22.2KG | Not available | Not available | Not applicable | Not available | Not applicable | 9.9KG | Not applicable | 95320 |  |  | Not recorded | Not applicable | No comment
Special Gas Cylinders | LAB5782SP | 2003-02-28 | Luxfer Gas Cylinders | UK | 1997-09-01 | BIE (British Inspection Engineers) | BS 5045-3 | SCUBA | 20.0MPA | 30.0MPA | 1.5L | Not available | Not available | Not applicable | Not available | Not applicable | 2.0KG | Not applicable | J81474 |  |  | Not recorded | Not applicable | No comment
Special Gas Cylinders | LAB5783SP | 2003-02-28 | Luxfer Gas Cylinders | UK | 1986-06-01 | Lloyds Register | BS 5045/1/CM/S | SCUBA | 23.2MPA | 34.8MPA | 12.0L | Not available | Not available | Not applicable | Not available | Not applicable | 16.4KG | Not applicable | P2522M3788A |  |  | Not recorded | Not applicable | No comment
Special Gas Cylinders | LAB5784SP | 2003-02-28 | Faber | Italy | 1990-11-01 | Lloyds Register | BS 5045/1/CM/S | SCUBA | 23.2MPA | 34.8MPA | 10.0L | Not available | Not available | Not applicable | Not available | Not applicable | 11.0KG | Not applicable | 90/9750/076 |  |  | Not recorded | Not applicable | No comment
Special Gas Cylinders | LAB5785SP | 2003-02-28 | IWKA | Germany | 1989-03-01 | TUV (Technische Ueberwachungs Verein) | LASS1 | Breathing Apparatus | 20.7MPA | 35.4MPA | 11.0L | Not available | Not available | Not applicable | Not available | Not applicable | 9.98KG | Not applicable | 4805EB5505 |  |  | Not recorded | Not applicable | No comment
Special Gas Cylinders | LAB5786SP | 2003-02-28 | Faber | Italy | 1988-11-01 | Unknown | BS 5045/1/CM/S | SCUBA | 23.2MPA | 34.8MPA | 15.0L | Not available | Not available | Not applicable | Not available | Not applicable | 16.5KG | Not applicable | 88/9576/085 |  |  | Not recorded | Not applicable | No comment
Special Gas Cylinders | LAB5787SP | 2003-02-28 | Pioneer Welding Co | Australia | 1981-03-01 | Unknown | ASB 239 | LPG | Not available | 3.31MPA | 10.72KG | Not available | Not available | Not applicable | Not available | Not applicable | 5.9KG | Not applicable | C635865 |  |  | Not recorded | Not applicable | No comment
Special Gas Cylinders | LAB5788SP - WITHDRAWN 31/10/2017 | 2003-02-28 | CIG (Commonwealth Industrial Gases) | Australia | 1984-11-01 | CIG (Commonwealth Industrial Gases) | AS 1777 | SCUBA | 20.7MPA | 32.4MPA | 8.6KG | Not available | Not available | Not applicable | Not available | Not applicable | 10.9KG | Not applicable | X3066 |  |  | Not recorded | Not applicable | Must not be filled or tested.
Special Gas Cylinders | LAB5789SP | 2003-02-28 | Walter Kidde and Co | USA | 1987-02-01 | Arrowhead Industrial Services | CTC/DOT 3AL 3000 | SCUBA | 20.7MPA | 34.47MPA | 11.2L | Not available | Not available | Not applicable | Not available | Not applicable | 15.8KG | Not applicable | 76123 |  |  | Not recorded | Not applicable | No comment
Special Gas Cylinders | LAB5790SP | 2003-02-28 | Walter Kidde and Co | USA | 1987-02-01 | Arrowhead Industrial Services | CTC/DOT 3AL 3000 | SCUBA | 20.7MPA | 34.47MPA | 11.2L | Not available | Not available | Not applicable | Not available | Not applicable | 15.8KG | Not applicable | 75619 |  |  | Not recorded | Not applicable | No comment
Special Gas Cylinders | LAB5791SP | 2003-02-28 | Luxfer Gas Cylinders | USA | 1990-06-01 | Authorised Testing | CTC/DOT 3AL 3000 | SCUBA | 20.7MPA | 34.47MPA | 11.35L | Not available | Not available | Not applicable | Not available | Not applicable | 16.05KG | Not applicable | UV16244 |  |  | Not recorded | Not applicable | No comment
Special Gas Cylinders | LAB5792SP | 2003-03-06 | Heiser | Austria | 1982-11-01 | Vickers | BS 5045 | Breathing Apparatus | 20.7MPA | 35.4MPA | 9.0L | Not available | Not available | Not applicable | Not available | Not applicable | 11.3KG | Not applicable | F66092 |  |  | Not recorded | Not applicable | No comment
Special Gas Cylinders | LAB5793SP | 2003-03-05 | Luxfer Gas Cylinders | UK | 1987-09-01 | Lloyds Register | BS 5045 | SCUBA | 23.2MPA | 34.8MPA | 12.2L | Not available | Not available | Not applicable | Not available | Not applicable | 16.4KG | Not applicable | P2625M |  |  | Not recorded | Not applicable | No comment
Special Gas Cylinders | LAB5794SP | 2003-03-05 | CIG (Commonwealth Industrial Gases) | Australia | 1994-05-01 | CIG (Commonwealth Industrial Gases) | AS 1777 | Argon (Ar) | 15.6MPA | 24.5MPA | 9.5KG | Not available | Not available | Not applicable | Not available | Not applicable | 9.2KG | Not applicable | MB5315 |  |  | Not recorded | Not applicable | No comment
Special Gas Cylinders | LAB5795SP | 2003-03-14 | PCI | Thailand | 1990-05-01 | TISTR (Thailand Institute of Scientific and Technological Research) | AS 2469 | LPG | Not available | 3.3MPA | 2.4KG | Not available | Not available | Not applicable | Not available | Not applicable | 1.98KG | Not applicable | 1742 |  |  | Not recorded | Not applicable | No comment
Special Gas Cylinders | LAB5796SP | 2003-03-14 | Faber | Italy | 1996-08-01 | Lloyds Register | BS 5045/1/CM/S | Air | 23.2MPA | 34.8MPA | 12.2L | Not available | Not available | Not applicable | Not available | Not applicable | 13.5KG | Not applicable | 96/9463/057 |  |  | Not recorded | Not applicable | No comment
Special Gas Cylinders | LAB5797SP | 2003-03-14 | Faber | Italy | 1998-04-01 | Lloyds Register | BS 5045/1/CM/S | Air | 23.2MPA | 34.8MPA | 12.2L | Not available | Not available | Not applicable | Not available | Not applicable | 13.5KG | Not applicable | 98/9376/078 |  |  | Not recorded | Not applicable | No comment
Special Gas Cylinders | LAB5798SP | 2003-03-14 | Catalina Cylinders | USA | 1997-01-01 | Arrowhead Industrial Services | DOT 3AL 3000 | Air | 20.7MPA | 34.5MPA | 7.8KG | Not available | Not available | Not applicable | Not available | Not applicable | 11.4KG | Not applicable | XO2355 |  |  | Not recorded | Not applicable | No comment
Special Gas Cylinders | LAB5799SP | 2003-03-14 | Catalina Cylinders | USA | 1999-05-01 | TH Cochrane Laboratories | TC 3ALM 207 / DOT 3AL 3000 | SCUBA | 20.7MPA | 34.5MPA | 11.15L | Not available | Not available | Not applicable | Not available | Not applicable | 14.15KG | Not applicable | AS 203449 |  |  | Not recorded | Not applicable | No comment
Special Gas Cylinders | LAB5800SP | 2003-03-19 | Catalina Cylinders | USA | 1999-05-01 | TH Cochrane Laboratories | TC 3ALM 207 / DOT 3AL 3000 | SCUBA | 20.7MPA | 34.5MPA | 11.15L | Not available | Not available | Not applicable | Not available | Not applicable | 14.15KG | Not applicable | AS 211763M |  |  | Not recorded | Not applicable | No comment
Special Gas Cylinders | LAB5801SP | 2003-03-19 | Linh | Thailand | 1999-01-01 | SGS | DOT 4BA 240 | LPG | Not available | 3.4MPA | 22.7L | Not available | Not available | Not applicable | Not available | Not applicable | 11.42KG | Not applicable | 11680 |  |  | Not recorded | Not applicable | No comment
Special Gas Cylinders | LAB5802SP | 2003-03-19 | PCI | Thailand | 1981-11-01 | SGS | ASB 239 | LPG | Not available | 3.3MPA | 21.6L | Not available | Not available | Not applicable | Not available | Not applicable | 10.3KG | Not applicable | 82572 |  |  | Not recorded | Not applicable | No comment
Special Gas Cylinders | LAB5803SP | 2003-03-19 | Faber | Italy | 1987-02-01 | Unknown | BS 5045 | SCUBA | 23.2 MPA | 34.8MPA | 3.0L | Not available | Not available | Not applicable | Not available | Not applicable | 3.7KG | Not applicable | 97/9253/034 |  |  | Not recorded | Not applicable | No comment
Special Gas Cylinders | LAB5804SP | 2003-03-19 | Heiser | Austria | 1981-10-01 | Unknown | ASB 114 | Carbon dioxide (CO2) | Not available | 23.2MPA | 1.2L | Not available | Not available | Not applicable | Not available | Not applicable | 1.63KG | Not applicable | B64802V |  |  | Not recorded | Not applicable | No comment
Special Gas Cylinders | LAB5805SP | 2003-03-24 | CIG (Commonwealth Industrial Gases) | Australia | 1980-11-01 | CIG (Commonwealth Industrial Gases) | AS 1777 | Carbon dioxide (CO2) | Not available | 22.0MPA | 5.28L | Not available | Not available | Not applicable | Not available | Not applicable | 4.96KG | Not applicable | WBGE 2271 |  |  | Not recorded | Not applicable | No comment
Special Gas Cylinders | LAB5806SP | 1900-01-23 | Catalina Cylinders | USA | 1996-08-01 | Arrowhead Industrial Services | DOT 3AL 3000 / TC 3ALM 207 | SCUBA | 20.7MPA | 34.5MPA | 7.79KG | Not available | Not available | Not applicable | Not available | Not applicable | 11.25KG | Not applicable | AX01735 |  |  | Not recorded | Not applicable | No comment
Special Gas Cylinders | LAB5807SP | 2003-03-28 | Tubermakers | Australia | 1001-01-01 | Unknown | AS 2468 | LPG | Not available | 3.31MPA | 7.82L | Not available | Not available | Not applicable | Not available | Not applicable | 4.9KG | Not applicable | DG 81721 |  |  | Not recorded | Not applicable | No comment
Special Gas Cylinders | LAB5808SP | 2003-03-28 | Roth Mions | France | 1994-12-01 | Lloyds Register | BS 5045/1/CM/S | SCUBA | 23.2MPA | 34.8MPA | 12.5L | Not available | Not available | Not applicable | Not available | Not applicable | 16.1KG | Not applicable | 86813 |  |  | Not recorded | Not applicable | No comment
Special Gas Cylinders | LAB5809SP | 2003-03-28 | Heiser | Austria | 1998-04-01 | Bureau Veritas | BS 5045 | Air - SCUBA | 20.7MPA | 31.2MPA | 1.0L | Not available | Not available | Not applicable | Not available | Not applicable | 1.42KG | Not applicable | CV6397 |  |  | Not recorded | Not applicable | No comment
Special Gas Cylinders | LAB5810SP | 2003-03-28 | Ansul | USA | 2001-01-01 | Arrowhead Industrial Services | DOT 3AA 2015 | Nitrogen (N2) | 13.89MPA | 23.15MPA | 21.68KG | Not available | Not available | Not applicable | Not available | Not applicable | 26.46KG | Not applicable | 1553524 |  |  | Not recorded | Not applicable | No comment
Special Gas Cylinders | LAB5811SP | 2003-04-04 | Catalina Cylinders | USA | 2002-03-01 | TH Cochrane Laboratories | DOT 3AL 3000 | Air | 20.7MPA | 34.5MPA | 11.2L | Not available | Not available | Not applicable | Not available | Not applicable | 14.07KG | Not applicable | AS 0304953 |  |  | Not recorded | Not applicable | No comment
Special Gas Cylinders | LAB5812SP | 2003-04-04 | Dia Reiki Kogyo Co | Japan | 1001-01-01 | Unknown | Not available | Nitrogen - Cryogenic | Not available | 0.5KPA | 250.0L | Not available | Not available | Not applicable | Not available | Not applicable | EW131KG | Not applicable | 17 Cylinders - Serial Number As Pe rAttached List |  |  | Not recorded | Not applicable | No comment
Special Gas Cylinders | LAB5813SP | 2003-04-04 | Luxfer Gas Cylinders | USA | 1991-05-01 | Authorised Testing | CTC/DOT 3AL 3000 | Air | 20.7MPA | 34.5MPA | 11.2L | Not available | Not available | Not applicable | Not available | Not applicable | 14.28KG | Not applicable | P559516 |  |  | Not recorded | Not applicable | No comment
Special Gas Cylinders | LAB5814SP | 2003-04-04 | Lehavot | Israel | 2005-06-01 | Unknown | IS570 | Fire Extinguishant: D/P Fire Extinguisher | 1.52MPA | 3.54MPA | Not available | Not available | Not available | Not applicable | Not available | Not applicable | EW2.0KG | Not applicable | E897/90 |  |  | Not recorded | Not applicable | No comment
Special Gas Cylinders | LAB5815SP | 2003-04-04 | Worthington Cylinders | USA | 1988-09-01 | Unknown | DOT 4BA 240 | LPG | Not available | 3.3MPA | 21.6KG | Not available | Not available | Not applicable | Not available | Not applicable | 7.69KG | Not applicable | A2503500 |  |  | Not recorded | Not applicable | No comment
Special Gas Cylinders | LAB5816SP | 2003-04-09 | Rheem | Australia | 1984-02-01 | Rheem | AS 2470 | LPG | Not available | 3.3MPA | 45.4KG | Not available | Not available | Not applicable | Not available | Not applicable | 24.2KG | Not applicable | 100097 |  |  | Not recorded | Not applicable | No comment
Special Gas Cylinders | LAB5817SP | 2003-04-09 | PCI | Thailand | 1981-11-01 | TISTR (Thailand Institute of Scientific and Technological Research) | ASB 239 | LPG | Not available | 3.3MPA | 22.2KG | Not available | Not available | Not applicable | Not available | Not applicable | 10.0KG | Not applicable | 95305 |  |  | Not recorded | Not applicable | No comment
Special Gas Cylinders | LAB5818SP | 2003-04-09 | Heiser | Austria | 1999-03-01 | Bureau Veritas | HSE-SS-HW3 | Air | 30.0MPA | 45.0MPA | 6.0L | Not available | Not available | Not applicable | Not available | Not applicable | 5.37KG | Not applicable | LN 1453 |  |  | Not recorded | Not applicable | No comment
Special Gas Cylinders | LAB5819SP | 2003-04-09 | Heiser | Austria | 1999-03-01 | Bureau Veritas | HSE-SS-HW3 | Air | 30.0MPA | 45.0MPA | 6.0L | Not available | Not available | Not applicable | Not available | Not applicable | 5.36KG | Not applicable | LN1466 |  |  | Not recorded | Not applicable | No comment
Special Gas Cylinders | LAB5820SP | 2003-04-09 | Faber | Italy | 1999-01-01 | Lloyds Register | BS 5045/1/CM/S | SCUBA | 30.0MPA | 46.5MPA | 7.0L | Not available | Not available | Not applicable | Not available | Not applicable | 10.1KG | Not applicable | 99/9214/060 |  |  | Not recorded | Not applicable | No comment
Special Gas Cylinders | LAB5821SP | 2003-04-11 | Faber | Italy | 1999-01-01 | Lloyds Register | BS 5045/1/CM/S | SCUBA | 30.0MPA | 46.5MPA | 7.0L | Not available | Not available | Not applicable | Not available | Not applicable | 10.1KG | Not applicable | 99/9214/055 |  |  | Not recorded | Not applicable | No comment
Special Gas Cylinders | LAB5822SP | 2003-04-11 | Luxfer Gas Cylinders | USA | 1999-03-01 | Arrowhead Industrial Services | DOT 3AL 3000 | SCUBA | 20.7MPA | 34.5MPA | 11.18KG | Not available | Not available | Not applicable | Not available | Not applicable | 14.13KG | Not applicable | P389547 |  |  | Not recorded | Not applicable | No comment
Special Gas Cylinders | LAB5823SP | 2003-04-17 | Heiser | Austria | 1994-05-01 | Bureau Veritas | BS 5045/1/CM/S | SCUBA | 26.0MPA | 38.0MPA | 10.9L | Not available | Not available | Not applicable | Not available | Not applicable | 14.3KG | Not applicable | AL1121 |  |  | Not recorded | Not applicable | No comment
Special Gas Cylinders | LAB5824SP | 2003-04-17 | Heiser | Austria | 1997-01-01 | Bureau Veritas | BS 5045/1/CM/S | SCUBA | 26.0MPA | 39.0MPA | 7.7L | Not available | Not available | Not applicable | Not available | Not applicable | 11.1KG | Not applicable | CA5413 |  |  | Not recorded | Not applicable | No comment
Special Gas Cylinders | LAB5825SP | 2003-04-17 | PCI | Thailand | 1981-11-01 | TISTR (Thailand Institute of Scientific and Technological Research) | ASB 239 | LPG | Not available | 3.3MPA | 22.4L | Not available | Not available | Not applicable | Not available | Not applicable | 9.9KG | Not applicable | 9095607 |  |  | Not recorded | Not applicable | No comment
Special Gas Cylinders | LAB5826SP | 2003-04-17 | Rheem | Australia | 1001-01-01 | Lloyds Register | ASB 239 | LPG | Not available | 3.3MPA | 23.35KG | Not available | Not available | Not applicable | Not available | Not applicable | 9.3KG | Not applicable | C32950 |  |  | Not recorded | Not applicable | No comment
Special Gas Cylinders | LAB5827SP - WITHDRAWN 31/10/2017 | 2003-04-17 | CIG (Commonwealth Industrial Gases) | Australia | 1980-11-01 | CIG (Commonwealth Industrial Gases) | AS 1777 | SCUBA | 34.5MPA | 22.4MPA | 11.55KG | Not available | Not available | Not applicable | Not available | Not applicable | 15.55KG | Not applicable | C5988 |  |  | Not recorded | Not applicable | Must not be filled or tested.
Special Gas Cylinders | LAB5828SP | 2003-04-17 | Hume | Singapore | 1988-10-01 | SGS | AS 2470 | LPG | Not available | 3.3MPA | 22.0KG | Not available | Not available | Not applicable | Not available | Not applicable | 12.2KG | Not applicable | T20646 |  |  | Not recorded | Not applicable | No comment
Special Gas Cylinders | LAB5829SP | 2003-04-24 | Catalina Cylinders | USA | 2002-01-01 | TH Cochrane Laboratories | TC 3ALM / DOT 3AL | SCUBA | 20.7MPA | 34.5MPA | 9.0L | Not available | Not available | Not applicable | Not available | Not applicable | 12.0KG | Not applicable | BJ010692 |  |  | Not recorded | Not applicable | No comment
Special Gas Cylinders | LAB5830SP | 2003-04-24 | Luxfer Gas Cylinders | USA | 2001-10-01 | Arrowhead Industrial Services | TC 3ALM 228 / DOT 3AL 3300 | SCUBA | 22.8MPA | 37.9MPA | 10.4L | Not available | Not available | Not applicable | Not available | Not applicable | 15.9KG | Not applicable | EA 4274 |  |  | Not recorded | Not applicable | No comment
Special Gas Cylinders | LAB5831SP | 2003-04-29 | Luxfer Gas Cylinders | USA | 2001-10-01 | Arrowhead Industrial Services | TC 3ALM 228 / DOT 3AL 3300 | SCUBA | 22.8MPA | 37.9MPA | 10.4L | Not available | Not available | Not applicable | Not available | Not applicable | 15.9KG | Not applicable | EA4295 |  |  | Not recorded | Not applicable | No comment
Special Gas Cylinders | LAB5832SP | 2003-04-29 | SMPC (Sahamiter Pressure Container Ltd) | Thailand | 2004-02-01 | TISTR (Thailand Institute of Scientific and Technological Research) | DOT 4BA 240 | LPG | Not available | 3.4MPA | 26.2L | Not available | Not available | Not applicable | Not available | Not applicable | 13.14KG | Not applicable | 360 |  |  | Not recorded | Not applicable | No comment
Special Gas Cylinders | LAB5833SP | 2003-04-29 | Rheem | Australia | 1981-04-01 | Lloyds Register | ASB 239 | LPG | Not available | 3.3MPA | 23.55KG | Not available | Not available | Not applicable | Not available | Not applicable | 9.3KG | Not applicable | 12858 |  |  | Not recorded | Not applicable | No comment
Special Gas Cylinders | LAB5834SP | 2003-05-02 | Faber | Italy | 2001-08-01 | Lloyds Register | BS 5045/1/CM/S | SCUBA | 23.2MPA | 35.2MPA | 15.0L | Not available | Not available | Not applicable | Not available | Not applicable | 16.2KG | Not applicable | 01/2046/112 |  |  | Not recorded | Not applicable | No comment
Special Gas Cylinders | LAB5835SP | 2003-05-02 | Heiser | Austria | 1986-08-01 | Bureau Veritas | BS 5045 | Breathing Apparatus | 20.7MPA | 34.3MPA | 9.0KG | Not available | Not available | Not applicable | Not available | Not applicable | 10.9KG | Not applicable | N74021 |  |  | Not recorded | Not applicable | No comment
Special Gas Cylinders | LAB5836SP | 2003-05-02 | Luxfer Gas Cylinders | USA | 1999-10-01 | Arrowhead Industrial Services | DOT 3AL 3000 | SCUBA | 20.7MPA | 34.5MPA | 11.24KG | Not available | Not available | Not applicable | Not available | Not applicable | 14.2KG | Not applicable | P419614 |  |  | Not recorded | Not applicable | No comment
Special Gas Cylinders | LAB5837SP | 2003-05-09 | Luxfer Gas Cylinders | USA | 1997-05-01 | Authorised Testing | DOT 3AL 3000 | SCUBA | 20.7MPA | 34.5MPA | 4.0L | Not available | Not available | Not applicable | Not available | Not applicable | 5.0KG | Not applicable | LR269 |  |  | Not recorded | Not applicable | No comment
Special Gas Cylinders | LAB5838SP | 2003-05-09 | IWKA | Germany | 1987-05-01 | Unknown | BS 5045 | SCUBA | 22.8MPA | 39.2MPA | 12.0L | Not available | Not available | Not applicable | Not available | Not applicable | 14.6KG | Not applicable | EB1426 |  |  | Not recorded | Not applicable | No comment
Special Gas Cylinders | LAB5839SP | 2003-05-13 | Faber | Italy | 1001-01-01 | Lloyds Register | BS 5045/1/CM/S | SCUBA | 23.2MPA | 34.8MPA | 12.9KG | Not available | Not available | Not applicable | Not available | Not applicable | 14.2KG | Not applicable | 89/9541/091 |  |  | Not recorded | Not applicable | No comment
Special Gas Cylinders | LAB5840SP | 2003-05-13 | IWKA | Germany | 1984-07-01 | TUV (Technische Ueberwachungs Verein) | BS 5045 | Breathing Apparatus | 20.7MPA | 35.4MPA | 9.0KG | Not available | Not available | Not applicable | Not available | Not applicable | 11.32KG. | Not applicable | 0688EC2292 |  |  | Not recorded | Not applicable | No comment
Special Gas Cylinders | LAB5841SP | 2003-05-14 | Heiser | Austria | 1001-01-01 | Bureau Veritas | BS 5045 | Breathing Apparatus | 20.7MPA | 35.4MPA | 9.0KG | Not available | Not available | Not applicable | Not available | Not applicable | 11.2KG | Not applicable | 66076 66045 95155 95374 95210 95186 95185 |  |  | Not recorded | Not applicable | No comment
Special Gas Cylinders | LAB5842SP | 2003-05-14 | Luxfer Gas Cylinders | USA | 1995-05-01 | Authorised Testing | DOT 3AL 3000 | SCUBA | 20.7MPA | 34.5MPA | 14.3KG | Not available | Not available | Not applicable | Not available | Not applicable | 11.2KG | Not applicable | P203186 |  |  | Not recorded | Not applicable | No comment
Special Gas Cylinders | LAB5843SP | 2003-05-14 | Faber | Italy | 2002-09-01 | Lloyds Register | BS 5045/7/CM/S | SCUBA | 23.2MPA | 34.8MPA | 3.0 L | Not available | Not available | Not applicable | Not available | Not applicable | 4.02 kg | Not applicable | 02/8541/063 |  |  | Not recorded | Not applicable | No comment
Special Gas Cylinders | LAB5844SP | 2003-05-16 | Faber | Italy | 2002-09-01 | Lloyds Register | BS 5045/7/CM/S | SCUBA | 23.2MPA | 34.8MPA | 3.0 L | Not available | Not available | Not applicable | Not available | Not applicable | 4.02 kg | Not applicable | 02/8541/025 |  |  | Not recorded | Not applicable | No comment
Special Gas Cylinders | LAB5845SP | 2003-05-16 | Luxfer Gas Cylinders | USA | 1992-09-01 | Authorised Testing | CTC/DOT 3AL 3000 | SCUBA | 20.7MPA | 34.5MPA | 11.2L | Not available | Not available | Not applicable | Not available | Not applicable | 14.2KG. | Not applicable | P694965 |  |  | Not recorded | Not applicable | No comment
Special Gas Cylinders | LAB5846SP | 2003-05-16 | CIG (Commonwealth Industrial Gases) | Australia | 1992-12-01 | CIG (Commonwealth Industrial Gases) | AS 1777 | SCUBA | 24.0MPA | 36.0MPA | 11.6L | Not available | Not available | Not applicable | Not available | Not applicable | 15.4KG | Not applicable | SC9093 |  |  | Not recorded | Not applicable | No comment
Special Gas Cylinders | LAB5847SP | 2003-05-16 | CIG (Commonwealth Industrial Gases) | Australia | 1992-01-01 | CIG (Commonwealth Industrial Gases) | AS 1777 | SCUBA | 24.0MPA | 36.0MPA | 11.6L | Not available | Not available | Not applicable | Not available | Not applicable | 15.4KG | Not applicable | SB1418 |  |  | Not recorded | Not applicable | No comment
Special Gas Cylinders | LAB5848SP | 2003-05-26 | CIG (Commonwealth Industrial Gases) | Australia | 1994-09-01 | CIG (Commonwealth Industrial Gases) | AS 1777 | SCUBA | 24.0MPA | 36.0MPA | 11.1L | Not available | Not available | Not applicable | Not available | Not applicable | 15.4KG | Not applicable | SO 1638 |  |  | Not recorded | Not applicable | No comment
Special Gas Cylinders | LAB5849SP | 2003-05-26 | PCI | Thailand | 1996-06-01 | SGS | AS 2469: 1989 | LPG | Not available | 3.3MPA | 7.2KG | Not available | Not available | Not applicable | Not available | Not applicable | 4.25KG, 4.53KG | Not applicable | T96-008444 |  |  | Not recorded | Not applicable | No comment
Special Gas Cylinders | LAB5850SP | 2003-05-26 | PCI | Thailand | 1988-08-01 | TISTR (Thailand Institute of Scientific and Technological Research) | AS 2470 | LPG | Not available | 3.3MPA | 22.1KG | Not available | Not available | Not applicable | Not available | Not applicable | 10.0KG | Not applicable | 14631 |  |  | Not recorded | Not applicable | No comment
Special Gas Cylinders | LAB5851SP | 2003-05-26 | PCI | Thailand | 1981-11-01 | TISTR (Thailand Institute of Scientific and Technological Research) | ASB 239 | LPG | Not available | 3.3MPA | 22.2KG | Not available | Not available | Not applicable | Not available | Not applicable | 10.0KG | Not applicable | 6647 |  |  | Not recorded | Not applicable | No comment
Special Gas Cylinders | LAB5852SP - WITHDRAWN 31/10/2017 | 2003-05-26 | CIG (Commonwealth Industrial Gases) | Australia | 1980-08-01 | CIG (Commonwealth Industrial Gases) | AS 1777 | SCUBA | 20.7MPA | 32.0MPA | 8.75L | Not available | Not available | Not applicable | Not available | Not applicable | 10.9KG | Not applicable | Y2623 |  |  | Not recorded | Not applicable | Must not be filled or tested.
Special Gas Cylinders | LAB5853SP | 2003-05-27 | Heiser | Austria | 1988-04-01 | Bureau Veritas | BS 5045 | Breathing Apparatus | 20.0MPA | 30.4MPA | 9.0KG | Not available | Not available | Not applicable | Not available | Not applicable | 9.67KG, 9.7KG, 9.85KG, 9.68KG, 9.61KG, 9.74KG | Not applicable | R87806 R87685 R87741 R87690 R87746 R87704 |  |  | Not recorded | Not applicable | No comment
Special Gas Cylinders | LAB5854SP | 2003-05-27 | Faber | Italy | 1999-11-01 | Lloyds Register | BS 5045 | SCUBA | 23.2MPA | 34.8MPA | 15.0L | Not available | Not available | Not applicable | Not available | Not applicable | 16.1KG | Not applicable | 99/710/050 |  |  | Not recorded | Not applicable | No comment
Special Gas Cylinders | LAB5855SP | 2003-05-27 | Faber | Italy | 1001-01-01 | Lloyds Register | BS 5045 | SCUBA | 23.2MPA | 34.8MPA | 15.0L | Not available | Not available | Not applicable | Not available | Not applicable | 16.1KG | Not applicable | 02/0553/004/3002 |  |  | Not recorded | Not applicable | No comment
Special Gas Cylinders | LAB5856SP | 2003-05-27 | Faber | Italy | 2002-02-01 | Lloyds Register | BS 5045 | SCUBA | 23.2MPA | 34.8MPA | 10.5L | Not available | Not available | Not applicable | Not available | Not applicable | 11.6KG | Not applicable | 02/0300/06A |  |  | Not recorded | Not applicable | No comment
Special Gas Cylinders | LAB5857SP | 2003-06-04 | Faber | Italy | 2002-02-01 | Lloyds Register | BS 5045 | SCUBA | 23.2MPA | 34.8MPA | 10.5L | Not available | Not available | Not applicable | Not available | Not applicable | 11.6KG | Not applicable | 02/0300/040 |  |  | Not recorded | Not applicable | No comment
Special Gas Cylinders | LAB5858SP | 2003-06-04 | Worthington Cylinders | USA | 1981-08-01 | Unknown | DOT 4E 240 | LPG | Not available | 3.3MPA | 21.6L | Not available | Not available | Not applicable | Not available | Not applicable | 6.35KG | Not applicable | 132560 |  |  | Not recorded | Not applicable | No comment
Special Gas Cylinders | LAB5859SP | 2003-06-04 | Worthington Cylinders | USA | 1988-07-01 | Unknown | DOT 4E 240 | LPG | Not available | 3.3MPA | 7.9KG | Not available | Not available | Not applicable | Not available | Not applicable | 32.4KG | Not applicable | 844990 |  |  | Not recorded | Not applicable | No comment
Special Gas Cylinders | LAB5860SP - WITHDRAWN 31/10/2017 | 2003-06-04 | CIG (Commonwealth Industrial Gases) | Australia | 1980-07-01 | CIG (Commonwealth Industrial Gases) | AS 1777 | SCUBA | 22.4MPA | 34.5MPA | 11.3KG | Not available | Not available | Not applicable | Not available | Not applicable | 15.3KG | Not applicable | C5161 |  |  | Not recorded | Not applicable | Must not be filled or tested.
Special Gas Cylinders | LAB5861SP | 2003-06-05 | SMPC (Sahamiter Pressure Container Ltd) | Thailand | 2001-10-01 | SGS | DOT 4BA 240 | LPG | Not available | 3.58MPA | 21.6L | Not available | Not available | Not applicable | Not available | Not applicable | 11.38KG | Not applicable | 35483 |  |  | Not recorded | Not applicable | No comment
Special Gas Cylinders | LAB5862SP | 2003-06-05 | Filipnas Electro | Phillipines | 1989-03-01 | Unknown | AS 2470 | LPG | Not available | 3.3MPA | 9KG | Not available | Not available | Not applicable | Not available | Not applicable | 21.2KG | Not applicable | 103474 |  |  | Not recorded | Not applicable | No comment
Special Gas Cylinders | LAB5863SP | 2003-06-05 | CIG (Commonwealth Industrial Gases) | Australia | 1980-08-01 | CIG (Commonwealth Industrial Gases) | AS 1777 | Carbon dioxide (CO2) | Not available | 28.5MPA | 24.4KG | Not available | Not available | Not applicable | Not available | Not applicable | 23.7KG | Not applicable | NS1914 |  |  | Not recorded | Not applicable | No comment
Special Gas Cylinders | LAB5864SP | 2003-06-05 | IWKA | Germany | 1981-09-01 | TUV (Technische Ueberwachungs Verein) | BS 5045 | SCUBA | 20.7MPA | 35.3MPA | 9.0KG | Not available | Not available | Not applicable | Not available | Not applicable | 11.88KG | Not applicable | 5692EA 14263 |  |  | Not recorded | Not applicable | No comment
Special Gas Cylinders | LAB5865SP | 2003-06-05 | Filipnas Electro | Phillipines | 1989-10-01 | Lloyds Register | AS 2470 | LPG | Not available | 3.3MPA | 9.34KG | Not available | Not available | Not applicable | Not available | Not applicable | 21.36KG | Not applicable | 15602 |  |  | Not recorded | Not applicable | No comment
Special Gas Cylinders | LAB5866SP | 2003-06-05 | PCI | Thailand | 1981-11-01 | TISTR (Thailand Institute of Scientific and Technological Research) | ASB 239 | LPG | Not available | 3.3MPA | 9.8KG | Not available | Not available | Not applicable | Not available | Not applicable | 22.0KG | Not applicable | 9094991 |  |  | Not recorded | Not applicable | No comment
Special Gas Cylinders | LAB5867SP | 2003-06-05 | Catalina Cylinders | USA | 2002-08-01 | TH Cochrane Laboratories | DOT 3AL 2015 / TC 3ALM 139 | Oxygen (O2) | 23.2MPA | 13.9MPA | 1.66KG | Not available | Not available | Not applicable | Not available | Not applicable | 1.76KG | Not applicable | LL218853 |  |  | Not recorded | Not applicable | No comment
Special Gas Cylinders | LAB5868SP | 2003-06-11 | Catalina Cylinders | USA | 2002-08-01 | TH Cochrane Laboratories | DOT 3AL 2015 / TC 3ALM 139 | Oxygen (O2) | 23.2MPA | 13.9MPA | 1.66KG | Not available | Not available | Not applicable | Not available | Not applicable | 1.76KG | Not applicable | LL224390 |  |  | Not recorded | Not applicable | No comment
Special Gas Cylinders | LAB5869SP | 2003-06-11 | Manchester Tank Company | USA | 1992-10-01 | OHMT | DOT 4BA 240 | LPG | Not available | 3.3MPA | 8.16KG | Not available | Not available | Not applicable | Not available | Not applicable | 21.36KG | Not applicable | Z1985778 |  |  | Not recorded | Not applicable | No comment
Special Gas Cylinders | LAB5870SP | 2003-06-12 | Manchester Tank Company | USA | 1993-01-01 | Unknown | DOT 4BW 272 | LPG | Not available | 3.75MPA | 106KG | Not available | Not available | Not applicable | Not available | Not applicable | 34.8KG, EW35.2KG | Not applicable | HR001203 |  |  | Not recorded | Not applicable | No comment
Special Gas Cylinders | LAB5871SP | 2003-06-13 | Faber | Italy | 1993-02-01 | Lloyds Register | BS 5045/1/CM/S | SCUBA | 23.2MPA | 34.8MPA | 3.1L | Not available | Not available | Not applicable | Not available | Not applicable | 3.7KG | Not applicable | 93/9503/063 |  |  | Not recorded | Not applicable | No comment
Special Gas Cylinders | LAB5872SP | 2003-06-13 | Heiser | Austria | 1001-01-01 | Bureau Veritas | BS 5045/1/CM/S | SCUBA | 20.7MPA | 31.2MPA | 9 | Not available | Not available | Not applicable | Not available | Not applicable | 9.98-10.3KG | Not applicable | BB7700 BB7703 BB7775 BB7881 BF4516 BF4534 Y68163 |  |  | Not recorded | Not applicable | No comment
Special Gas Cylinders | LAB5873SP | 2003-06-13 | Faber | Italy | 2002-10-01 | Lloyds Register | BS 5045/1/CM/S | SCUBA | 34.8MPA | 23.2MPA | 5.0L | Not available | Not available | Not applicable | Not available | Not applicable | 6.0KG | Not applicable | 02/2072/067 |  |  | Not recorded | Not applicable | No comment
Special Gas Cylinders | LAB5874SP | 2003-06-13 | Faber | Italy | 1995-11-01 | Lloyds Register | BS 5045/1/CM/S | SCUBA | 34.8MPA | 23.2MPA | 5.0 L | Not available | Not available | Not applicable | Not available | Not applicable | 6.0KG | Not applicable | 02/2072/017 |  |  | Not recorded | Not applicable | No comment
Special Gas Cylinders | LAB5875SP | 2003-06-13 | PCI | Thailand | 1981-11-01 | TISTR (Thailand Institute of Scientific and Technological Research) | ASB 239 | LPG | Not available | 3.3MPA | 22.4KG | Not available | Not available | Not applicable | Not available | Not applicable | 10.0KG, 10.51KG | Not applicable | 95133 |  |  | Not recorded | Not applicable | No comment
Special Gas Cylinders | LAB5876SP | 2003-06-13 | PCI | Thailand | 1981-01-01 | SGS | ASB 239 | LPG | Not available | 3.3MPA | 22.2KG | Not available | Not available | Not applicable | Not available | Not applicable | 10.1KG, 10.6KG | Not applicable | 80511 |  |  | Not recorded | Not applicable | No comment
Special Gas Cylinders | LAB5877SP | 2003-06-13 | PCI | Thailand | 1985-09-01 | Unknown | AS 2470 | LPG | Not available | 3.3MPA | 22.1KG | Not available | Not available | Not applicable | Not available | Not applicable | 9.0KG | Not applicable | 74993 |  |  | Not recorded | Not applicable | No comment
Special Gas Cylinders | LAB5878SP | 2003-06-16 | Turner Group | Phillipines | 1990-03-01 | Unknown | AS 2469 | LPG | Not available | 3.3MPA | 4.82KG | Not available | Not available | Not applicable | Not available | Not applicable | 2.5KG | Not applicable | 37755 |  |  | Not recorded | Not applicable | No comment
Special Gas Cylinders | LAB5879SP | 2003-06-16 | Marison | USA | 1980-03-01 | TH Cochrane Laboratories | DOT 3AA 2015 | Carbon dioxide (CO2) | 13.89MPA | 23.15MPA | 3.53KG | Not available | Not available | Not applicable | Not available | Not applicable | 5.09KG | Not applicable | 658590C |  |  | Not recorded | Not applicable | No comment
Special Gas Cylinders | LAB5880SP | 2003-06-16 | PCI | Thailand | 1961-11-01 | TISTR (Thailand Institute of Scientific and Technological Research) | ASB 239 | LPG | Not available | 3.3MPA | 22.2KG | Not available | Not available | Not applicable | Not available | Not applicable | 10.1KG, 10.6KG | Not applicable | 95084 |  |  | Not recorded | Not applicable | No comment
Special Gas Cylinders | LAB5881SP | 2003-06-16 | Manchester Tank Company | USA | 1992-06-01 | OHMT | DOT 4BA 240 | LPG | Not available | 3.3MPA | 21.36KG | Not available | Not available | Not applicable | Not available | Not applicable | 8.16KG | Not applicable | Z1685681 |  |  | Not recorded | Not applicable | No comment
Special Gas Cylinders | LAB5882SP | 2003-06-23 | Productus Tubulares | Spain | 2001-05-01 | Lloyds Register | 84/525/EEC | Air | 20.0MPA | 30 Mpa | 50.0L | Not available | Not available | Not applicable | Not available | Not applicable | 62.7 kg 62.1 kg | Not applicable | N98762 N98763 |  |  | Not recorded | Not applicable | Recompression Chamber
Special Gas Cylinders | LAB5883SP | 2003-06-25 | Hume | Singapore | 1981-04-01 | SGS | ASB 239 | LPG | Not available | 3.3MPA | 22.0KG | Not available | Not available | Not applicable | Not available | Not applicable | 11.52KG | Not applicable | T2133 |  |  | Not recorded | Not applicable | No comment
Special Gas Cylinders | LAB5884SP | 2003-06-23 | Marison | USA | 1984-09-01 | TH Cochrane Laboratories | DOT 3AA 2400 | Nitrogen (N2) | Not available | 27.6MPA | 67.8L | Not available | Not available | Not applicable | Not available | Not applicable | 89.8KG | Not applicable | 520811D |  |  | Not recorded | Not applicable | No comment
Special Gas Cylinders | LAB5885SP | 2003-06-23 | Marison | USA | 1984-07-01 | TH Cochrane Laboratories | DOT 3AA 2400 | Nitrogen (N2) | Not available | 27.6MPA | 67.8L | Not available | Not available | Not applicable | Not available | Not applicable | 89.8KG | Not applicable | 520692 |  |  | Not recorded | Not applicable | No comment
Special Gas Cylinders | LAB5886SP | 2003-06-23 | Marison | USA | 1984-11-01 | TH Cochrane Laboratories | DOT 3AA 2400 | Nitrogen (N2) | Not available | 27.6MPA | 67.8L | Not available | Not available | Not applicable | Not available | Not applicable | 89.8KG | Not applicable | 520834 |  |  | Not recorded | Not applicable | No comment
Special Gas Cylinders | LAB5887SP | 2003-06-30 | Marison | USA | 1984-11-01 | TH Cochrane Laboratories | DOT 3AA 2400 | Nitrogen (N2) | Not available | 27.6MPA | 67.8L | Not available | Not available | Not applicable | Not available | Not applicable | 89.8KG | Not applicable | 520846 |  |  | Not recorded | Not applicable | No comment
Special Gas Cylinders | LAB5888SP | 2003-06-30 | PCI | Thailand | 1991-04-01 | TISTR (Thailand Institute of Scientific and Technological Research) | ASB 470 | LPG | Not available | 3.3MPA | 26.2L | Not available | Not available | Not applicable | Not available | Not applicable | 12.5KG | Not applicable | 115 |  |  | Not recorded | Not applicable | No comment
Special Gas Cylinders | LAB5889SP - WITHDRAWN 31/10/2017 | 2003-07-02 | CIG (Commonwealth Industrial Gases) | Australia | 1980-08-01 | CIG (Commonwealth Industrial Gases) | AS 1777 | SCUBA | 22.4MPA | 34.5MPA | 11.55KG | Not available | Not available | Not applicable | Not available | Not applicable | 15.55KG | Not applicable | C6619 |  |  | Not recorded | Not applicable | Must not be filled or tested.
Special Gas Cylinders | LAB5890SP | 2003-07-03 | Heiser | Austria | 1997-07-01 | Bureau Veritas | 84/525/EEC | Air | 20.0MPA | 30 Mpa | 3.0 L | Not available | Not available | Not applicable | Not available | Not applicable | 4.23 kg | Not applicable | CK2845 |  |  | Not recorded | Not applicable | No comment
Special Gas Cylinders | LAB5891SP | 2003-07-03 | PCI | Thailand | 1982-05-01 | TISTR (Thailand Institute of Scientific and Technological Research) | ASB 239 | LPG | Not available | 3.3MPA | 10.0KG | Not available | Not available | Not applicable | Not available | Not applicable | 22.4KG | Not applicable | 13059 |  |  | Not recorded | Not applicable | No comment
Special Gas Cylinders | LAB5892SP | 2003-07-03 | Luxfer Gas Cylinders | USA | 1997-10-01 | Arrowhead Industrial Services | DOT 3AL 2015 / TC 3ALM 139 | Oxygen (O2) | 23.07MPA | 13.89MPA | 3.62KG | Not available | Not available | Not applicable | Not available | Not applicable | 4.66KG | Not applicable | E620469 |  |  | Not recorded | Not applicable | No comment
Special Gas Cylinders | LAB5893SP | 2003-07-03 | Heiser | Austria | 1001-01-01 | TUV (Technische Ueberwachungs Verein) | BS 5045 | Air | 34.5MPA | 23.0MPA | 12.0L | Not available | Not available | Not applicable | Not available | Not applicable | 14.54KG | Not applicable | 1860E8405 |  |  | Not recorded | Not applicable | No comment
Special Gas Cylinders | LAB5894SP | 2003-07-03 | Stainless Tanks and Pressure Vessels | Australia | 1992-05-01 | DBEIS (Department of Business, Employment and Industrial Services) | AS 2470 | Foam | 3.6MPA | 1.35MPA | 106L | Not available | Not available | Not applicable | Not available | Not applicable | 24.44KG | Not applicable | 5942 |  |  | Not recorded | Not applicable | No comment
Special Gas Cylinders | LAB5895SP | 2003-07-11 | Rheem | Australia | 1980-05-01 | Lloyds Register | ASB 239 | LPG | Not available | 3.3MPA | 11.2KG | Not available | Not available | Not applicable | Not available | Not applicable | 6.15KG | Not applicable | 5762 |  |  | Not recorded | Not applicable | No comment
Special Gas Cylinders | LAB5896SP | 2003-07-11 | Wolfedale Cylinders | Canada | 1992-08-01 | Warnock Hersey | CTC 4BA 240 | LPG | Not available | 3.3MPA | 9.52KG | Not available | Not available | Not applicable | Not available | Not applicable | EW5.14KG | Not applicable | 36784 |  |  | Not recorded | Not applicable | No comment
Special Gas Cylinders | LAB5897SP | 2003-07-11 | CIG (Commonwealth Industrial Gases) | Australia | 1981-06-01 | CIG (Commonwealth Industrial Gases) | AS 1777 | Carbon dioxide (CO2) | Not available | 22.0MPA | 5.32KG | FR=0.75 | Not available | Not applicable | Not available | Not applicable | 4.94KG, EW5.44KG | Not applicable | GE6040 |  |  | Not recorded | Not applicable | No comment
Special Gas Cylinders | LAB5898SP | 2003-07-11 | Catalina Cylinders | USA | 1987-09-01 | Steigerwalt Association | DOT 3AL | SCUBA | 20.7MPA | 35.8MPA | 11.45KG | Not available | Not available | Not applicable | Not available | Not applicable | 15.3KG | Not applicable | A38408 |  |  | Not recorded | Not applicable | No comment
Special Gas Cylinders | LAB5899SP | 2003-07-11 | Companion | Sweden | 1983-10-01 | Unknown | AS 2468 | LPG | Not available | 3.31MPA | 5KG | Not available | Not available | Not applicable | Not available | Not applicable | 2.5KG | Not applicable | DG81720 |  |  | Not recorded | Not applicable | No comment
Special Gas Cylinders | LAB5900SP | 2003-07-11 | PCI | Thailand | 1981-11-01 | TISTR (Thailand Institute of Scientific and Technological Research) | ASB 239 | LPG | Not available | 3.3MPA | 2.0KG | Not available | Not available | Not applicable | Not available | Not applicable | 10.2KG | Not applicable | 95175 |  |  | Not recorded | Not applicable | No comment
Special Gas Cylinders | LAB5901SP | 2003-07-14 | McMillan | Australia | 1992-02-01 | DBEIS (Department of Business, Employment and Industrial Services) | AS 2470 | LPG | Not available | 3.6MPA | 22.0KG | Not available | Not available | Not applicable | Not available | Not applicable | 9.55KG. EW9.86KG | Not applicable | G36246 |  |  | Not recorded | Not applicable | No comment
Special Gas Cylinders | LAB5902SP | 2003-07-16 | Pressed Steel Tank Co | USA | 1990-07-01 | TH Cochrane Laboratories | DOT E9791 3500 | SCUBA | 24.1MPA | 36.2MPA | 12.6l | Not available | Not available | Not applicable | Not available | Not applicable | 15.14KG | Not applicable | 906521 |  |  | Not recorded | Not applicable | No comment
Special Gas Cylinders | LAB5903SP | 2003-07-16 | Heiser | Austria | 1982-10-01 | Bureau Veritas | BS 5045 | SCUBA | Not available | Not available | 9.0KG | Not available | Not available | Not applicable | Not available | Not applicable | 11.1KG 11.6KG 11.5KG | Not applicable | F66368 F65590 F65716 |  |  | Not recorded | Not applicable | No comment
Special Gas Cylinders | LAB5904SP | 2003-07-21 | Kadet Engineering | Canada | 1985-02-01 | Warnock Hersey | DOT 4BA 240 / CTC | LPG | 3.3MPA | Not available | 8.4KG | Not available | Not available | Not applicable | Not available | Not applicable | 21.6KG | Not applicable | 56780 |  |  | Not recorded | Not applicable | No comment
Special Gas Cylinders | LAB5905SP | 2003-07-21 | Worthington Cylinders | USA | 1993-07-01 | Authorised Testing | DOT 4BA 272 | LPG | Not available | 3.75MPA | 21.75KG | Not available | Not available | Not applicable | Not available | Not applicable | 8.72KG. EW9.03KG | Not applicable | G0033925 |  |  | Not recorded | Not applicable | No comment
Special Gas Cylinders | LAB5906SP - WITHDRAWN 31/10/2017 | 2003-07-21 | CIG (Commonwealth Industrial Gases) | Australia | 1981-09-01 | CIG (Commonwealth Industrial Gases) | AS 1777 | SCUBA | 22.4MPA | 34.5MPA | 15.55KG | Not available | Not available | Not applicable | Not available | Not applicable | 11.55KG | Not applicable | 3024 |  |  | Not recorded | Not applicable | Must not be filled or tested.
Special Gas Cylinders | LAB5907SP | 2003-07-21 | Faber | Italy | 2002-03-01 | Lloyds Register | BS 5045/1/CM/S | SCUBA | 23.2MPA | 34.8MPA | 13.6KG | Not available | Not available | Not applicable | Not available | Not applicable | 12.2KG | Not applicable | 02/0568/066 |  |  | Not recorded | Not applicable | No comment
Special Gas Cylinders | LAB5908SP | 2003-08-01 | Rheem | Australia | 1982-02-01 | Rheem | ASB 239 | LPG | 3.3MPA | Not available | 23.1KG | Not available | Not available | Not applicable | Not available | Not applicable | 9.6KG, EW9.99KG | Not applicable | 315443 |  |  | Not recorded | Not applicable | No comment
Special Gas Cylinders | LAB5909SP | 2003-08-01 | Taylor Wharton Co. | USA | 2002-03-01 | Professional Service Industries Inc | DOT 3AA 2015 | Carbon dioxide (CO2) | Not available | 23.2MPA | 49.7KG | Not available | Not available | Not applicable | Not available | Not applicable | 40.8KG | Not applicable | 503981 |  |  | Not recorded | Not applicable | No comment
Special Gas Cylinders | LAB5910SP | 2003-08-11 | SMPC (Sahamiter Pressure Container Ltd) | Thailand | 2001-12-01 | Authorised Testing | DOT 4BA 240 | LPG | Not available | 3.3MPA | 8.9KG | Not available | Not available | Not applicable | Not available | Not applicable | 21.3KG | Not applicable | 3948 |  |  | Not recorded | Not applicable | No comment
Special Gas Cylinders | LAB5911SP | 2003-08-11 | Manchester Tank Company | USA | 2002-01-01 | Grand River | DOT 4BW 240 | LPG | Not available | 3.3MPA | 13.2KG | Not available | Not available | Not applicable | Not available | Not applicable | 43.2KG | Not applicable | C618015 |  |  | Not recorded | Not applicable | No comment
Special Gas Cylinders | LAB5912SP | 2003-08-11 | Manchester Tank Company | USA | 1987-05-01 | Unknown | DOT 4BW 240 | LPG | Not available | 3.3MPA | 32.8KG | Not available | Not available | Not applicable | Not available | Not applicable | 11.1 KG, EW11.6 KG | Not applicable | 576257 |  |  | Not recorded | Not applicable | No comment
Special Gas Cylinders | LAB5913SP | 2003-08-13 | Manchester Tank Company | USA | 1987-05-01 | Unknown | DOT 4BW 240 | LPG | Not available | 3.3MPA | 32.8KG | Not available | Not available | Not applicable | Not available | Not applicable | 11.2KG, EW11.7 KG | Not applicable | 576392 |  |  | Not recorded | Not applicable | No comment
Special Gas Cylinders | LAB5914SP | 2003-08-13 | Manchester Tank Company | USA | 1991-08-01 | Unknown | DOT 4BA 240 | LPG | Not available | 3.3MPA | 21.6L | Not available | Not available | Not applicable | Not available | Not applicable | 9.0KG | Not applicable | 7A602333 |  |  | Not recorded | Not applicable | No comment
Special Gas Cylinders | LAB5915SP | 2003-08-13 | CIG (Commonwealth Industrial Gases) | Australia | 1994-05-01 | CIG (Commonwealth Industrial Gases) | AS 1777 | Argon (Ar) Mixture | 15.6MPA | 24.5MPA | 9.5KG | Not available | Not available | Not applicable | Not available | Not applicable | 9.2KG | Not applicable | B5315 |  |  | Not recorded | Not applicable | No comment
Special Gas Cylinders | LAB5916SP | 2003-08-15 | Rheem | Australia | 1982-03-01 | Rheem | ASB 289 | LPG | Not available | 3.3MPA | 23.1KG | Not available | Not available | Not applicable | Not available | Not applicable | 9.8KG, EW9.95KG | Not applicable | 316232 |  |  | Not recorded | Not applicable | No comment
Special Gas Cylinders | LAB5917SP | 2003-08-15 | Worthington Cylinders | USA | 1983-06-01 | TH Cochrane Laboratories | DOT 4E 240 | LPG | Not available | 3.31MPA | 21.6L | Not available | Not available | Not applicable | Not available | Not applicable | 6.35KG, | Not applicable | 15164C |  |  | Not recorded | Not applicable | No comment
Special Gas Cylinders | LAB5918SP | 2003-08-20 | Worthington Cylinders | USA | 1983-06-01 | TH Cochrane Laboratories | DOT 4E 240 | LPG | Not available | 3.31 MPA | 21.6L | Not available | Not available | Not applicable | Not available | Not applicable | 6.35KG | Not applicable | 15196C |  |  | Not recorded | Not applicable | No comment
Special Gas Cylinders | LAB5919SP | 2003-08-20 | Kidde | USA | 2002-01-01 | Arrowhead Industrial Services | DOT 3AA 1800 | Nitrogen (N2) | 12.41 MPA | 20.68 MPA | 2.29KG | Not available | Not available | Not applicable | Not available | Not applicable | Not available | Not applicable | KF78079AA |  |  | Not recorded | Not applicable | No comment
Special Gas Cylinders | LAB5920SP | 2003-08-20 | Faber | Italy | 2002-10-01 | Lloyds Register | BS 5045/1/CM/S | SCUBA | 34.8MPA | 23.2MPA | 5.0L | Not available | Not available | Not applicable | Not available | Not applicable | 6.0KG | Not applicable | 02/2072/077 |  |  | Not recorded | Not applicable | No comment
Special Gas Cylinders | LAB5921SP | 2003-08-20 | Rheem | Australia | 1981-03-01 | Rheem | ASB 239 | LPG | Not available | 3.3MPA | 23.45KG | Not available | Not available | Not applicable | Not available | Not applicable | 9.22 KG, 9.77 KG | Not applicable | 12311 |  |  | Not recorded | Not applicable | No comment
Special Gas Cylinders | LAB5922SP | 2003-08-20 | Luxfer Gas Cylinders | UK | 1993-04-01 | Lloyds Register | BS 5045 | Air | 23.2MPA | 34.8MPA | 2.5L | Not available | Not available | Not applicable | Not available | Not applicable | 3.56KG | Not applicable | 266000 |  |  | Not recorded | Not applicable | No comment
Special Gas Cylinders | LAB5923SP | 2003-08-20 | Mannesmann | Germany | 1995-05-01 | TUV (Technische Ueberwachungs Verein) | BS 5045/1/CM/S | SCUBA | 23.0MPA | 34.5MPA | 12.0L | Not available | Not available | Not applicable | Not available | Not applicable | 14.5KG | Not applicable | 1860 |  |  | Not recorded | Not applicable | No comment
Special Gas Cylinders | LAB5924SP | 2003-08-20 | Showa Koatsu | Japan | 1981-03-01 | Arrowhead Industrial Services | DOT 3AA | Air | 24.8MPA | 41.4MPA | 40.9KG | Not available | Not available | Not applicable | Not available | Not applicable | 87.9 KG | Not applicable | 68 |  |  | Not recorded | Not applicable | No comment
Special Gas Cylinders | LAB5925SP | 2003-08-20 | Showa Koatsu | Japan | 1981-03-01 | Arrowhead Industrial Services | DOT 3AA | Air | 24.8MPA | 41.4MPA | 40.9KG | Not available | Not available | Not applicable | Not available | Not applicable | 87.9KG | Not applicable | 83 |  |  | Not recorded | Not applicable | No comment
Special Gas Cylinders | LAB5926SP | 2003-08-25 | Showa Koatsu | Japan | 1981-03-01 | Arrowhead Industrial Services | DOT 3AA | Air | 24.8MPA | 41.4MPA | 40.9KG | Not available | Not available | Not applicable | Not available | Not applicable | 87.9KG | Not applicable | 64 |  |  | Not recorded | Not applicable | No comment
Special Gas Cylinders | LAB5927SP | 2003-08-25 | Catalina Cylinders | USA | 1995-05-01 | Arrowhead Industrial Services | DOT 3AA 2015 | Oxygen (O2) | 13.8MPA | 23.1MPA | 4.72KG | Not available | Not available | Not applicable | Not available | Not applicable | 3.54KG | Not applicable | MM145469 |  |  | Not recorded | Not applicable | No comment
Special Gas Cylinders | LAB5928SP | 2003-08-25 | Worthington Cylinders | USA | 1987-12-01 | Unknown | DOT 4BA 240 | LPG | Not available | 3.3MPA | 21.6L | Not available | Not available | Not applicable | Not available | Not applicable | 8.16KG | Not applicable | 2461897X |  |  | Not recorded | Not applicable | No comment
Special Gas Cylinders | LAB5929SP | 2003-08-25 | Catalina Cylinders | USA | 1982-10-01 | Arrowhead Industrial Services | DOT 3AL 3000 | Oxygen (O2) | 20.7MPA | 34.5MPA | 9.5KG | Not available | Not available | Not applicable | Not available | Not applicable | 13.7KG, EW14.4KG | Not applicable | 17069 |  |  | Not recorded | Not applicable | No comment
Special Gas Cylinders | LAB5930SP | 2003-08-25 | Luxfer Gas Cylinders | UK | 1987-01-01 | Lloyds Register | BS 5045-3 | Nitrous Oxide | Not available | 20.0MPA | 3.0L | FR0.75 | Not available | Not applicable | Not available | Not applicable | 2.78KG | Not applicable | L2327MR757 |  |  | Not recorded | Not applicable | No comment
Special Gas Cylinders | LAB5931SP | 2003-08-25 | Luxfer Gas Cylinders | UK | 1986-11-01 | Lloyds Register | BS 5045-3 | Nitrous Oxide | Not available | 20.0MPA | 3.0L | FR0.75 | Not available | Not applicable | Not available | Not applicable | 2.85KG | Not applicable | L2327MP2859 |  |  | Not recorded | Not applicable | No comment
Special Gas Cylinders | LAB5932SP | 2003-08-25 | Luxfer Gas Cylinders | UK | 1982-05-01 | Lloyds Register | HOAL 3 | Nitrous Oxide | Not available | 20.0MPA | 3.0L | FR0.75 | Not available | Not applicable | Not available | Not applicable | 2.6KG | Not applicable | L2296J3068K |  |  | Not recorded | Not applicable | No comment
Special Gas Cylinders | LAB5933SP | 2003-08-25 | Rheem | Australia | 1980-01-01 | Rheem | ASB 239 | LPG | Not available | 3.3MPA | 27.6KG | Not available | Not available | Not applicable | Not available | Not applicable | 16.0KG, 16.4KG | Not applicable | 1188 |  |  | Not recorded | Not applicable | No comment
Special Gas Cylinders | LAB5934SP | 2003-08-25 | CIG (Commonwealth Industrial Gases) | Australia | 1980-07-01 | CIG (Commonwealth Industrial Gases) | AS 1777 | Carbon dioxide (CO2) | Not available | 22.0MPA | 4.92KG | Not available | Not available | Not applicable | Not available | Not applicable | 5.26KG, 5.6KG | Not applicable | GD8675 |  |  | Not recorded | Not applicable | No comment
Special Gas Cylinders | LAB5935SP - WITHDRAWN 31/10/2017 | 2003-08-25 | CIG (Commonwealth Industrial Gases) | Australia | 1980-05-01 | CIG (Commonwealth Industrial Gases) | AS 1777 | SCUBA | 22.4 MPA | 34.5MPA | 11.55L | Not available | Not available | Not applicable | Not available | Not applicable | 15.55KG | Not applicable | C5906 |  |  | Not recorded | Not applicable | Must not be filled or tested.
Special Gas Cylinders | LAB5936SP | 2003-08-29 | Chesterfield Special Cylinders | UK | 1987-10-01 | BIE (British Inspection Engineers) | BS 5045/1/CM/S | Argon (Ar) | 17.2MPA | 26.3MPA | 10.0L | Not available | Not available | Not applicable | Not available | Not applicable | 13.3KG | Not applicable | 2252040 |  |  | Not recorded | Not applicable | No comment
Special Gas Cylinders | LAB5937SP | 2003-08-29 | KKK | Japan | 1985-10-01 | Bureau Veritas | DOT 3AA 2015 | Carbon dioxide (CO2) | 13.9MPA | 23.2MPA | 13.4L | Not available | Not available | Not applicable | Not available | Not applicable | 20.6KG | Not applicable | 805 |  |  | Not recorded | Not applicable | No comment
Special Gas Cylinders | LAB5938SP | 2003-08-29 | KKK | Japan | 1984-03-01 | Bureau Veritas | DOT 3AA 2015 | Carbon dioxide (CO2) | 23.2MPA | 13.9MPA | 13.4L | Not available | Not available | Not applicable | Not available | Not applicable | 21.9KG | Not applicable | 352 |  |  | Not recorded | Not applicable | No comment
Special Gas Cylinders | LAB5939SP | 2003-08-29 | Manchester Tank Company | USA | 1981-02-01 | Unknown | DOT 4BA 240 | LPG | Not available | 3.3MPA | 40.15KG | Not available | Not available | Not applicable | Not available | Not applicable | 13.15KG | Not applicable | 105081 |  |  | Not recorded | Not applicable | No comment
Special Gas Cylinders | LAB5940SP | 2003-09-03 | Heiser | Austria | 1986-10-01 | Unknown | BS 5045/1/CM/S | SCUBA | 20.0MPA | 30.4MPA | 9.0L | Not available | Not available | Not applicable | Not available | Not applicable | 10.1KG | Not applicable | P27739 |  |  | Not recorded | Not applicable | No comment
Special Gas Cylinders | LAB5941SP | 1001-01-01 | Chesterfield Special Cylinders | UK | 1989-04-01 | BIE (British Inspection Engineers) | BS 5045/1/CM/S | Carbon dioxide (CO2) | Not available | 26.7MPA | 9.34L | FR0.75 | Not available | Not applicable | Not available | Not applicable | 17.7KG, 17.8KG | Not applicable | 2395760 |  |  | Not recorded | Not applicable | No comment
Special Gas Cylinders | LAB5942SP | 2003-09-10 | Heiser | Austria | 1980-11-01 | Bureau Veritas | BS 5045/1/CM/S | Breathing Apparatus | 20.7MPA | 35.4MPA | 9.0KG | Not available | Not available | Not applicable | Not available | Not applicable | 12.2KG | Not applicable | D85877 |  |  | Not recorded | Not applicable | No comment
Special Gas Cylinders | LAB5943SP | 2003-09-10 | Faber | Italy | 1992-05-01 | Lloyds Register | BS 5045/1/CM/S | Air - EANX | 23.2MPA | 34.8MPA | 3.0L | Not available | Not available | Not applicable | Not available | Not applicable | 3.7KG | Not applicable | 92/9504/059 |  |  | Not recorded | Not applicable | No comment
Special Gas Cylinders | LAB5944SP | 2003-09-17 | Luxfer Gas Cylinders | USA | 1989-03-01 | Authorised Testing | KTC/DOT 3AL 3000 | SCUBA | 20.7MPA | 34.5MPA | 11.25KG | Not available | Not available | Not applicable | Not available | Not applicable | 14.25KG | Not applicable | P414259 |  |  | Not recorded | Not applicable | No comment
Special Gas Cylinders | LAB5945SP | 2003-09-17 | Luxfer Gas Cylinders | Australia | 2000-07-01 | SGS | DOT 3AL 3000 | SCUBA | 20.7M | 34.5MPA | 11.2KG | Not available | Not available | Not applicable | Not available | Not applicable | 14.5 kg | Not applicable | 3445 |  |  | Not recorded | Not applicable | No comment
Special Gas Cylinders | LAB5946SP | 2003-09-17 | Luxfer Gas Cylinders | Australia | 2000-07-01 | SGS | DOT 3AL 3000 | SCUBA | 20.7MPA | 34.5MPA | 11.2KG | Not available | Not available | Not applicable | Not available | Not applicable | 14.5 kg | Not applicable | 3407 |  |  | Not recorded | Not applicable | No comment
Special Gas Cylinders | LAB5947SP | 2003-09-17 | Luxfer Gas Cylinders | Australia | 2000-07-01 | SGS | DOT 3AL 3500 | SCUBA | 20.7MPA | 34.5MPA | 11.2KG | Not available | Not available | Not applicable | Not available | Not applicable | 14.5 kg | Not applicable | 3400 |  |  | Not recorded | Not applicable | No comment
Special Gas Cylinders | LAB5948SP | 2003-09-17 | Luxfer Gas Cylinders | Australia | 2000-07-01 | SGS | DOT 3AL 3000 | SCUBA | 20.7MPA | 34.5MPA | 11.2KG | Not available | Not available | Not applicable | Not available | Not applicable | 14.5 kg | Not applicable | 3446 |  |  | Not recorded | Not applicable | No comment
Special Gas Cylinders | LAB5949SP | 2003-09-17 | Luxfer Gas Cylinders | Australia | 2000-07-01 | SGS | DOT 3AL 3500 | SCUBA | 20.7MPA | 34.5MPA | 11.2KG | Not available | Not available | Not applicable | Not available | Not applicable | 14.5 kg | Not applicable | 3413 |  |  | Not recorded | Not applicable | No comment
Special Gas Cylinders | LAB5950SP | 2003-09-17 | Faber | Italy | 1001-01-01 | Lloyds Register | BS 5045/1/CM/S | SCUBA | 30.0 MPA | 48.5MPA | 10.0L | Not available | Not available | Not applicable | Not available | Not applicable | 14.6KG | Not applicable | 94/9693/057 |  |  | Not recorded | Not applicable | No comment
Special Gas Cylinders | LAB5951SP | 2003-09-18 | Faber | Italy | 1001-01-01 | Lloyds Register | BS 5045/1/CM/S | SCUBA | 30.0MPA | 48.5MPA | 10.0L | Not available | Not available | Not applicable | Not available | Not applicable | 14.6KG | Not applicable | 94/9693/041 |  |  | Not recorded | Not applicable | No comment
Special Gas Cylinders | LAB5952SP - WITHDRAWN 31/10/2017 | 2003-09-22 | CIG (Commonwealth Industrial Gases) | Australia | 1980-11-01 | CIG (Commonwealth Industrial Gases) | AS 1777 | SCUBA | 22.4MPA | 34.5MPA | 11.35KG | Not available | Not available | Not applicable | Not available | Not applicable | 15.25KG | Not applicable | C5267 |  |  | Not recorded | Not applicable | Must not be filled or tested.
Special Gas Cylinders | LAB5953SP | 2003-09-22 | Rheem | Australia | 1982-03-01 | Rheem | ASB 239 | LPG | Not available | 3.3MPA | 23.1KG | Not available | Not available | Not applicable | Not available | Not applicable | 9.8KG, EW10.36KG | Not applicable | 316213 |  |  | Not recorded | Not applicable | No comment
Special Gas Cylinders | LAB5954SP | 2003-10-02 | Asahi:Seisakusho | Japan | 1990-11-01 | Bureau Veritas | AS 2874 | Carbon dioxide (CO2) | Not available | 20.7MPA | 5.9KG | Not available | Not available | Not applicable | Not available | Not applicable | 3.54KG | Not applicable | 19999 |  |  | Not recorded | Not applicable | Maximum fill ratio: 0.667
Special Gas Cylinders | LAB5955SP | 2003-10-08 | Chesterfield Special Cylinders | USA | 1980-01-01 | Grand River | HOS | Air | 22.8MPA | 13.7MPA | 3.0KG | Not available | Not available | Not applicable | Not available | Not applicable | 2.4KG | Not applicable | ZD1459B |  |  | Not recorded | Not applicable | No comment
Special Gas Cylinders | LAB5956SP | 2003-10-08 | Catalina Cylinders | USA | 2017-03-06 | TH Cochrane Laboratories | DOT 3AL 2015 / TC 3ALM 139 | Oxygen (O2) - Aviation | 23.2MPA | 13.9MPA | 3.5KG | Not available | Not available | Not applicable | Not available | Not applicable | 4.62KG | Not applicable | MM1518490 |  |  | Not recorded | Not applicable | No comment
Special Gas Cylinders | LAB5957SP | 2003-10-08 | PCI | Thailand | 1983-12-01 | TISTR (Thailand Institute of Scientific and Technological Research) | ASB 239 | LPG | Not available | 3.3MPA | 10.2KG | Not available | Not available | Not applicable | Not available | Not applicable | 22.2KG | Not applicable | 24703 |  |  | Not recorded | Not applicable | No comment
Special Gas Cylinders | LAB5958SP | 2003-10-08 | Hume | Singapore | 1980-06-01 | SGS | ASB 239 | LPG | Not available | 3.3MPA | 10.9KG | Not available | Not available | Not applicable | Not available | Not applicable | 5.5KG, EW5.88KG | Not applicable | 39601 |  |  | Not recorded | Not applicable | No comment
Special Gas Cylinders | LAB5959SP | 2003-10-09 | Catalina Cylinders | USA | 1993-05-01 | TH Cochrane Laboratories | DOT 3AL 3000 | SCUBA | 20.7MPA | 34.5MPA | 11.0KG | Not available | Not available | Not applicable | Not available | Not applicable | Not available | Not applicable | AA34003 |  |  | Not recorded | Not applicable | No comment
Special Gas Cylinders | LAB5960SP | 2003-10-09 | Heiser | Austria | 1990-01-01 | Bureau Veritas | BS 5045/1/CM/S | SCUBA | 20.0MPA | 30.0MPA | 12.0L | Not available | Not available | Not applicable | Not available | Not applicable | 12.2KG | Not applicable | 183910 |  |  | Not recorded | Not applicable | No comment
Special Gas Cylinders | LAB5961SP | 2003-10-09 | Heiser | Austria | 1990-01-01 | Bureau Veritas | BS 5045/1/CM/S | SCUBA | 20.0MPA | 30.0MPA | 12.0L | Not available | Not available | Not applicable | Not available | Not applicable | 12.2KG | Not applicable | 183918 |  |  | Not recorded | Not applicable | No comment
Special Gas Cylinders | LAB5962SP | 2003-10-09 | Heiser | Austria | 1990-01-01 | Bureau Veritas | BS 5045/1/CM/S | SCUBA | 20.0 MPA | 30.0 MPA | 12.0L | Not available | Not available | Not applicable | Not available | Not applicable | 12.2KG | Not applicable | 183939 |  |  | Not recorded | Not applicable | No comment
Special Gas Cylinders | LAB5963SP | 2003-10-09 | Heiser | Austria | 1990-01-01 | Bureau Veritas | BS 5045/1/CM/S | SCUBA | 20.0MPA | 30.0MPA | 12.0L | Not available | Not available | Not applicable | Not available | Not applicable | 12.2KG | Not applicable | 183922 |  |  | Not recorded | Not applicable | No comment
Special Gas Cylinders | LAB5964SP | 2003-10-09 | SMPC (Sahamiter Pressure Container Ltd) | Thailand | 1994-09-01 | Bureau Veritas | AS 2469: 1989 | LPG | Not available | 3.3MPA | 9.65L | Not available | Not available | Not applicable | Not available | Not applicable | 5.15KG, EW5.45KG | Not applicable | FS002388 |  |  | Not recorded | Not applicable | No comment
Special Gas Cylinders | LAB5965SP | 2003-10-09 | CIG (Commonwealth Industrial Gases) | Australia | 1994-11-01 | Lloyds Register | BS 5045-3 | Air | 20.0 MPA | 30.0MPA | 1.OL | Not available | Not available | Not applicable | Not available | Not applicable | 1.21KG | Not applicable | 589199 |  |  | Not recorded | Not applicable | No comment
Special Gas Cylinders | LAB5966SP | 2003-10-09 | Luxfer Gas Cylinders | USA | 1999-09-01 | Arrowhead Industrial Services | TC 3ALM 207 | SCUBA | 20.7MPA | 34.5MPA | 11.26KG | Not available | Not available | Not applicable | Not available | Not applicable | 14.07KG | Not applicable | P416849 |  |  | Not recorded | Not applicable | No comment
Special Gas Cylinders | LAB5967SP | 2003-10-09 | Luxfer Gas Cylinders | USA | 1999-09-01 | Arrowhead Industrial Services | TC 3ALM 207 | SCUBA | 20.7MPA | 34.5MPA | 11.29KG | Not available | Not available | Not applicable | Not available | Not applicable | 14.1KG | Not applicable | P416860 |  |  | Not recorded | Not applicable | No comment
Special Gas Cylinders | LAB5968SP | 1001-01-01 | Manchester Tank Company | USA | 1988-04-01 | Unknown | DOT 4BA 240 | LPG | Not available | 3.3MPA | 11.7KG | Not available | Not available | Not applicable | Not available | Not applicable | 5.68KG, EW6.04KG | Not applicable | Y021581 |  |  | Not recorded | Not applicable | No comment
Special Gas Cylinders | LAB5969SP | 2003-10-10 | Unknown | Not available | 1001-01-01 | Unknown | Not available | Not available | Not available | Not available | Not available | Not available | Not available | Not applicable | Not available | Not applicable | Not available | Not applicable | - |  |  | Not recorded | Not applicable | No comment
Special Gas Cylinders | LAB5970SP | 2003-10-22 | Worthington Cylinders | USA | 1993-12-01 | Authorised Testing | DOT 4BA 272 | LPG | Not available | 3.75MPA | 21.75KG | Not available | Not available | Not applicable | Not available | Not applicable | 8.72KG, EW9.03KG | Not applicable | G0036465 |  |  | Not recorded | Not applicable | No comment
Special Gas Cylinders | LAB5971SP | 2003-10-22 | PCI | Thailand | 1982-09-01 | TISTR (Thailand Institute of Scientific and Technological Research) | ASB 239 | LPG | Not available | 3.3MPA | 11.6KG | Not available | Not available | Not applicable | Not available | Not applicable | 6.4KG, EW6.8KG | Not applicable | 790 |  |  | Not recorded | Not applicable | No comment
Special Gas Cylinders | LAB5972SP | 2003-10-22 | PCI | Thailand | 1999-10-01 | SGS | AS 2469 | LPG | Not available | 3.3MPA | 4.8KG | Not available | Not available | Not applicable | Not available | Not applicable | 3.5KG, EW3.76KG | Not applicable | 99-007989 |  |  | Not recorded | Not applicable | No comment
Special Gas Cylinders | LAB5973SP | 2003-10-23 | Tubermakers | Australia | 1982-07-01 | Unknown | ASB 115 | Not available | Not available | 3.3MPA | 5.0KG | Not available | Not available | Not applicable | Not available | Not applicable | 3.87KG, EW4.06KG | Not applicable | 55709881 |  |  | Not recorded | Not applicable | No comment
Special Gas Cylinders | LAB5974SP | 2003-10-23 | Catalina Cylinders | USA | 1986-09-01 | Steigerwalt Association | DOT 3AL 1800 | Carbon dioxide (CO2) | 12.4MPA | 20.7MPA | 1.72KG | FR0.667 | Not available | Not applicable | Not available | Not applicable | 2.27KG | Not applicable | 8911 |  |  | Not recorded | Not applicable | No comment
Special Gas Cylinders | LAB5975SP | 2003-10-23 | Heiser | Austria | 1990-01-01 | Bureau Veritas | BS 5045/1/CM/S | SCUBA | 20.0MPA | 30.0MPA | 12.0L | Not available | Not available | Not applicable | Not available | Not applicable | 12.2KG | Not applicable | 183956 |  |  | Not recorded | Not applicable | No comment
Special Gas Cylinders | LAB5976SP | 2003-10-23 | Heiser | Austria | 1990-01-01 | Bureau Veritas | BS 5045/1/CM/S | SCUBA | 20.0MPA | 30.0MPA | 12.0L | Not available | Not available | Not applicable | Not available | Not applicable | 12.2KG | Not applicable | 183894 |  |  | Not recorded | Not applicable | No comment
Special Gas Cylinders | LAB5977SP | 2003-10-23 | Heiser | Austria | 1990-01-01 | Bureau Veritas | BS 5045/1/CM/S | SCUBA | 20.0 MPA | 80.0MPA | 12.0L | Not available | Not available | Not applicable | Not available | Not applicable | 12.2KG | Not applicable | 183903 |  |  | Not recorded | Not applicable | No comment
Special Gas Cylinders | LAB5978SP | 2003-10-23 | Heiser | Austria | 1990-01-01 | Bureau Veritas | BS 5045/1/CM/S | SCUBA | 20.0 MPA | 30.0 MPA | 12.0L | Not available | Not available | Not applicable | Not available | Not applicable | 12.2KG | Not applicable | 183898 |  |  | Not recorded | Not applicable | No comment
Special Gas Cylinders | LAB5979SP | 2003-10-23 | Heiser | Austria | 1990-01-01 | Bureau Veritas | BS 5045/1/CM/S | SCUBA | 20.0 MPA | 30.0MPA | 12.0L | Not available | Not available | Not applicable | Not available | Not applicable | 12.2 KG | Not applicable | 183950 |  |  | Not recorded | Not applicable | No comment
Special Gas Cylinders | LAB5980SP | 2003-10-23 | Heiser | Austria | 1990-01-01 | Bureau Veritas | BS 5045/1/CM/S | SCUBA | 20.0MPA | 30.0MPA | 12.0L | Not available | Not available | Not applicable | Not available | Not applicable | 12.2KG | Not applicable | 183951 |  |  | Not recorded | Not applicable | No comment
Special Gas Cylinders | LAB5981SP | 2003-10-28 | Heiser | Austria | 1990-01-01 | Bureau Veritas | BS 5045/1/CM/S | SCUBA | 20.0MPA | 30.0MPA | 12.0L | Not available | Not available | Not applicable | Not available | Not applicable | 12.2KG | Not applicable | 183895 |  |  | Not recorded | Not applicable | No comment
Special Gas Cylinders | LAB5982SP | 2003-10-28 | IWKA | Germany | 1984-07-01 | TUV (Technische Ueberwachungs Verein) | BS 5045 | SCUBA | 20.7MPA | 35.4MPA | 9.0KG | Not available | Not available | Not applicable | Not available | Not applicable | 11.34KG | Not applicable | 0688EB1949 |  |  | Not recorded | Not applicable | No comment
Special Gas Cylinders | LAB5983SP | 2003-10-29 | IWKA | Germany | 1984-07-01 | TUV (Technische Ueberwachungs Verein) | BS 5045 | SCUBA | 20.7MPA | 35.4MPA | 9.0KG | Not available | Not available | Not applicable | Not available | Not applicable | 11.3KG | Not applicable | 0688EB2146 |  |  | Not recorded | Not applicable | No comment
Special Gas Cylinders | LAB5984SP | 2003-10-29 | PCI | Thailand | 1981-05-01 | SGS | ASB 239 | LPG | Not available | 3.3MPA | 21.6KG | Not available | Not available | Not applicable | Not available | Not applicable | 10.1KG, EW10.58KG | Not applicable | 86521 |  |  | Not recorded | Not applicable | No comment
Special Gas Cylinders | LAB5985SP | 2003-10-29 | IWKA | Germany | 1981-09-01 | TUV (Technische Ueberwachungs Verein) | BS 5045/1/CM/S | SCUBA | 20.7MPA | 35.3MPA | 9.0 L | Not available | Not available | Not applicable | Not available | Not applicable | 11.86 kg | Not applicable | EA14533 |  |  | Not recorded | Not applicable | No comment
Special Gas Cylinders | LAB5986SP | 2003-10-29 | Heiser | Austria | 1001-01-01 | Bureau Veritas | BS 5045/1/CM/S | SCUBA | 20.7 MPA | 35.4MPA | Not available | Not available | Not available | Not applicable | Not available | Not applicable | 11.6 kg 11.9 kg 11.4 kg 11.4 kg 11.2 kg | Not applicable | F65253, F6560 F65041 G37705 G37705 |  |  | Ref DWG # R900-168-20 (LAB 275a file) | Not applicable | Not available
Special Gas Cylinders | LAB5987SP | 2003-10-29 | Faber | Italy | 2002-04-01 | Lloyds Register | BS 5045/1/CM/S | Oxygen (O2) | 23.2MPA | 34.8MPA | 3.0KG | Not available | Not available | Not applicable | Not available | Not applicable | Not available | Not applicable | 2316401 |  |  | Not recorded | Not applicable | No comment
Special Gas Cylinders | LAB5988SP | 2003-10-29 | Faber | Italy | 1997-07-01 | Lloyds Register | BS 5045/1/CM/S | SCUBA | 30.0MPA | 46.5MPA | 12.0KG | Not available | Not available | Not applicable | Not available | Not applicable | 17.0KG | Not applicable | 97/9497/080 |  |  | Not recorded | Not applicable | No comment
Special Gas Cylinders | LAB5989SP | 2003-11-11 | Faber | Italy | 1997-07-01 | Lloyds Register | BS 5045/1/CM/S | SCUBA | 30.0 MPA | 46.5MPA | 12.0KG | Not available | Not available | Not applicable | Not available | Not applicable | 17.0KG | Not applicable | 97/9497/088 |  |  | Not recorded | Not applicable | No comment
Special Gas Cylinders | LAB5990SP | 2003-11-12 | Luxfer Gas Cylinders | USA | 1993-01-01 | Arrowhead Industrial Services | DOT 3AL 3000 / TC 3ALM 207 | SCUBA | 20.7MPA | 34.5MPA | 11.4L | Not available | Not available | Not applicable | Not available | Not applicable | 16.3KG | Not applicable | UV534 |  |  | Not recorded | Not applicable | No comment
Special Gas Cylinders | LAB5991SP - WITHDRAWN 31/10/2017 | 2003-11-12 | CIG (Commonwealth Industrial Gases) | Australia | 1980-10-01 | CIG (Commonwealth Industrial Gases) | AS 1777 | SCUBA | 22.4MPA | 34.5MPA | 11.55KG | Not available | Not available | Not applicable | Not available | Not applicable | 15.6KG | Not applicable | C8283 |  |  | Not recorded | Not applicable | Must not be filled or tested.
Special Gas Cylinders | LAB5992SP | 2003-11-12 | Rheem | Australia | 1982-03-01 | Rheem | ASB 239 | LPG | Not available | 3.3MPA | 23.1KG | Not available | Not available | Not applicable | Not available | Not applicable | 9.8KG, EW10.18KG | Not applicable | 316252 |  |  | Not recorded | Not applicable | No comment
Special Gas Cylinders | LAB5993SP | 2003-11-12 | Hume | Singapore | 1980-06-01 | SGS | ASB 115 | LPG | Not available | 3.3MPA | 6.0KG | Not available | Not available | Not applicable | Not available | Not applicable | 3.8KG, EW4.11KG | Not applicable | 3524 |  |  | Not recorded | Not applicable | No comment
Special Gas Cylinders | LAB5994SP | 2003-11-20 | Luxfer Gas Cylinders | USA | 1995-09-01 | Arrowhead Industrial Services | DOT 3AL 2216 / TC 3ALM 153 | Oxygen (O2) - Medical | 15.3MPA | 25.5MPA | 3.91KG | Not available | Not available | Not applicable | Not available | Not applicable | 4.05 kg | Not applicable | HH737 |  |  | Not recorded | Not applicable | No comment
Special Gas Cylinders | LAB5995SP | 2003-11-20 | PCI | Thailand | 1982-08-01 | TISTR (Thailand Institute of Scientific and Technological Research) | ASB 239 | LPG | Not available | 3.3MPA | 22.2KG | Not available | Not available | Not applicable | Not available | Not applicable | 10.0KG, EW10.37KG | Not applicable | 12448 |  |  | Not recorded | Not applicable | No comment
Special Gas Cylinders | LAB5996SP | 2003-11-26 | Wolfedale Cylinders | Canada | 1991-10-01 | Warnock Hersey | DOT 4BA 240 / TC 4BAM | LPG | Not available | 3.3MPA | 21.8KG | Not available | Not available | Not applicable | Not available | Not applicable | 8.3KG, EW8.34KG | Not applicable | 713810 |  |  | Not recorded | Not applicable | No comment
Special Gas Cylinders | LAB5997SP | 2003-11-28 | Faber | Italy | 2002-03-01 | Lloyds Register | BS 5045 | Air - SCUBA | 23.2MPA | 34.8MPA | 12.2L | Not available | Not available | Not applicable | Not available | Not applicable | 13.7KG | Not applicable | 02/0620/080 |  |  | Not recorded | Not applicable | No comment
Special Gas Cylinders | LAB5998SP | 2003-11-28 | Luxfer Gas Cylinders | USA | 2003-01-01 | Arrowhead Industrial Services | DOT 3AL 3000 / TC 3ALM 207 | Air | 20.7MPA | 34.5MPA | 3.76KG | Not available | Not available | Not applicable | Not available | Not applicable | 5.24KG | Not applicable | UU24956 |  |  | Not recorded | Not applicable | No comment
Special Gas Cylinders | LAB5999SP | 2003-11-28 | Roth Mions | France | 1999-04-01 | Lloyds Register | BS 5045 | Air | 23.2MPA | 34.8MPA | Not available | Not available | Not available | Not applicable | Not available | Not applicable | 3.6KG | Not applicable | 6V435 |  |  | Not recorded | Not applicable | No comment
Special Gas Cylinders | LAB6000SP | 2003-11-28 | Luxfer Gas Cylinders | USA | 2000-08-01 | Arrowhead Industrial Services | TC 3ALM 207 / DOT 3AL 5000 | Air | 20.7MPA | 34.5MPA | 11.28KG | Not available | Not available | Not applicable | Not available | Not applicable | 14.7KG | Not applicable | P460280 |  |  | Not recorded | Not applicable | No comment
Special Gas Cylinders | LAB6001SP | 2003-11-28 | Heiser | Austria | 1984-02-01 | Bureau Veritas | BS 5045 | Air | 20.0 MPA | 33.1MPA | 2.0L | Not available | Not available | Not applicable | Not available | Not applicable | 2.45KG | Not applicable | K70749V |  |  | Not recorded | Not applicable | No comment
Special Gas Cylinders | LAB6002SP | 2003-12-01 | PCI | Thailand | 1981-11-01 | TISTR (Thailand Institute of Scientific and Technological Research) | ASB 239 | LPG | Not available | 3.3MPA | 22.2L | Not available | Not available | Not applicable | Not available | Not applicable | 10.0KG | Not applicable | 95642 |  |  | Not recorded | Not applicable | No comment
Special Gas Cylinders | LAB6003SP | 2003-12-01 | PCI | Thailand | 1981-05-01 | SGS | ASB 239 | LPG | Not available | 3.3MPA | 21.8KG | Not available | Not available | Not applicable | Not available | Not applicable | 10.0KG, EW10.45KG | Not applicable | 86156 |  |  | Not recorded | Not applicable | No comment
Special Gas Cylinders | LAB6004SP | 2003-12-04 | Luxfer Gas Cylinders | USA | 1985-06-01 | Authorised Testing | DOT 3AL 3000 | Air | 20.7MPA | 34.5MPA | 9.7L | Not available | Not available | Not applicable | Not available | Not applicable | 12.2KG | Not applicable | PP5431 |  |  | Not recorded | Not applicable | No comment
Special Gas Cylinders | LAB6005SP | 2003-12-04 | McMillan | Australia | 1993-05-01 | DBEIS (Department of Business, Employment and Industrial Services) | AS 2470 | LPG | Not available | 3.3MPA | 22.0KG | Not available | Not available | Not applicable | Not available | Not applicable | 9.25KG, EW9.54KG | Not applicable | J24024 |  |  | Not recorded | Not applicable | No comment
Special Gas Cylinders | LAB6006SP | 2003-12-04 | Lee | USA | 1981-09-01 | Unknown | DOT 4BA 240 | LPG | Not available | 3.3MPA | 21.8KG | Not available | Not available | Not applicable | Not available | Not applicable | EW8.48KG | Not applicable | L35184 |  |  | Not recorded | Not applicable | No comment
Special Gas Cylinders | LAB6007SP | 2003-12-17 | Coyne | Korea | 1990-02-01 | Bureau Veritas | AS 2470 | LPG | Not available | 3.3MPA | 21.6L | Not available | Not available | Not applicable | Not available | Not applicable | EW10.14KG | Not applicable | 4543 |  |  | Not recorded | Not applicable | No comment
Special Gas Cylinders | LAB6008SP | 2003-12-19 | Heiser | Austria | 1997-11-01 | Bureau Veritas | 84/525/EEC | Air | 20.0MPA | 30 Mpa | 9.0 L | Not available | Not available | Not applicable | Not available | Not applicable | Not available | Not applicable | Serial Numbers As Per Attached List |  |  | Not recorded | Not applicable | No comment
Special Gas Cylinders | LAB6009SP | 2003-12-19 | Filipnas Electro | Phillipines | 1984-07-01 | Lloyds Register | AS 2470 | LPG | Not available | 3.3MPA | 21.3L | Not available | Not available | Not applicable | Not available | Not applicable | 9.92KG | Not applicable | 376 |  |  | Not recorded | Not applicable | No comment
Special Gas Cylinders | LAB6010SP | 2003-12-19 | CIG (Commonwealth Industrial Gases) | Australia | 1995-09-01 | SGS | AS 1777 | SCUBA | 21.4MPA | 32.4MPA | 2.66L | Not available | Not available | Not applicable | Not available | Not applicable | 3.46KG | Not applicable | LG8067 |  |  | Not recorded | Not applicable | No comment
Special Gas Cylinders | LAB6011SP | 2003-12-19 | Luxfer Gas Cylinders | Australia | 1999-11-01 | SGS | AS 1777C | SCUBA | 21.6MPA | 32.4MPA | 2.66L | Not available | Not available | Not applicable | Not available | Not applicable | 3.46KG | Not applicable | LK1238 |  |  | Not recorded | Not applicable | No comment
Special Gas Cylinders | LAB6012SP | 2003-12-19 | CIG (Commonwealth Industrial Gases) | Australia | 1995-09-01 | SGS | AS 1777 | SCUBA | 21.4MPA | 32.4MPA | 2.66L | Not available | Not available | Not applicable | Not available | Not applicable | 3.46 kg | Not applicable | LG4913 |  |  | Not recorded | Not applicable | No comment
Special Gas Cylinders | LAB6013SP - WITHDRAWN 31/10/2017 | 2003-12-19 | CIG (Commonwealth Industrial Gases) | Australia | 1989-08-01 | CIG (Commonwealth Industrial Gases) | AS 1777 | SCUBA | 22.4MPA | 36.0MPA | 11.5L | Not available | Not available | Not applicable | Not available | Not applicable | 15.4KG | Not applicable | R4554 |  |  | Not recorded | Not applicable | Must not be filled or tested.
Special Gas Cylinders | LAB6014SP - WITHDRAWN 31/10/2017 | 2003-12-19 | CIG (Commonwealth Industrial Gases) | Australia | 1989-08-01 | CIG (Commonwealth Industrial Gases) | AS 1777 | SCUBA | 22.4MPA | 36.0MPA | 11.5L | Not available | Not available | Not applicable | Not available | Not applicable | 15.4KG | Not applicable | R4560 |  |  | Not recorded | Not applicable | Must not be filled or tested.
Special Gas Cylinders | LAB6015SP - WITHDRAWN 31/10/2017 | 2003-12-19 | CIG (Commonwealth Industrial Gases) | Australia | 1989-08-01 | CIG (Commonwealth Industrial Gases) | AS 1777 | SCUBA | 22.4MPA | 36.0MPA | 11.5L | Not available | Not available | Not applicable | Not available | Not applicable | 15.4KG | Not applicable | R4561 |  |  | Not recorded | Not applicable | Must not be filled or tested.
Special Gas Cylinders | LAB6016SP - WITHDRAWN 31/10/2017 | 2003-12-19 | CIG (Commonwealth Industrial Gases) | Australia | 1989-08-01 | CIG (Commonwealth Industrial Gases) | AS 1777 | SCUBA | 22.4MPA | 36.0MPA | 11.5L | Not available | Not available | Not applicable | Not available | Not applicable | 15.4KG | Not applicable | 4567 |  |  | Not recorded | Not applicable | Must not be filled or tested.
Special Gas Cylinders | LAB6017SP - WITHDRAWN 31/10/2017 | 2003-12-19 | CIG (Commonwealth Industrial Gases) | Australia | 1989-09-01 | CIG (Commonwealth Industrial Gases) | AS 1777 | SCUBA | 22.4MPA | 36.0MPA | 11.5L | Not available | Not available | Not applicable | Not available | Not applicable | 15.4KG | Not applicable | 4778 |  |  | Not recorded | Not applicable | Must not be filled or tested.
Special Gas Cylinders | LAB6018SP - WITHDRAWN 31/10/2017 | 2003-12-19 | CIG (Commonwealth Industrial Gases) | Australia | 1989-09-01 | CIG (Commonwealth Industrial Gases) | AS 1777 | SCUBA | 22.4MPA | 36.0MPA | 11.5L | Not available | Not available | Not applicable | Not available | Not applicable | 15.4KG | Not applicable | 4784 |  |  | Not recorded | Not applicable | Must not be filled or tested.
Special Gas Cylinders | LAB6019SP | 2003-12-19 | Filipnas Electro | Phillipines | 1987-09-01 | Lloyds Register | AS 2470 | LPG | Not available | 3.3MPA | 21.28KG | Not available | Not available | Not applicable | Not available | Not applicable | 9.27KG EW9.61KG | Not applicable | 51060 |  |  | Not recorded | Not applicable | No comment
Special Gas Cylinders | LAB6020SP | 2003-12-22 | Tubermakers | Australia | 1982-09-01 | Unknown | ASB 115 | LPG | Not available | 3.31MPA | 5.41KG | Not available | Not available | Not applicable | Not available | Not applicable | 3.38KG EW3.43KG | Not applicable | 9499 |  |  | Not recorded | Not applicable | No comment
Special Gas Cylinders | LAB6021SP | 1001-01-01 | Heiser | Austria | 1985-07-01 | Bureau Veritas | BS 5045/1/CM/S | Carbon dioxide (CO2) | Not available | 23.0MPA | 15.8KG | FR0.75 | Not available | Not applicable | Not available | Not applicable | 25.02KG | Not applicable | 2885360 |  |  | Not recorded | Not applicable | No comment
Special Gas Cylinders | LAB6023SP | 2003-12-22 | Catalina Cylinders | USA | 2004-01-01 | Arrowhead Industrial Services | TC 3ALM / DOT 3AL | Air | 20.7MPA | 34.5MPA | 0.88L | Not available | Not available | Not applicable | Not available | Not applicable | 1.22KG | Not applicable | BV00267 |  |  | Not recorded | Not applicable | No comment
Special Gas Cylinders | LAB6024SP | 2003-12-22 | Faber | Italy | 2001-03-01 | Lloyds Register | BS 5045/1/CM/S | SCUBA | 30.0MPA | 46.5MPA | 7.0KG | Not available | Not available | Not applicable | Not available | Not applicable | 10.1KG | Not applicable | 01/832/010 |  |  | Not recorded | Not applicable | No comment
Special Gas Cylinders | LAB6025SP | 2003-12-22 | Faber | Italy | 2001-03-01 | Lloyds Register | BS 5045/1/CM/S | SCUBA | 30.0MPA | 46.5MPA | 7.0KG | Not available | Not available | Not applicable | Not available | Not applicable | 10.1KG | Not applicable | 01/832/013 |  |  | Not recorded | Not applicable | No comment
Special Gas Cylinders | LAB6026SP | 2003-12-22 | Luxfer Gas Cylinders | USA | 1993-01-01 | Authorised Testing | DOT 3AL 3000 | SCUBA | 20.7MPA | 34.5MPA | 11.32KG | Not available | Not available | Not applicable | Not available | Not applicable | 14.16KG | Not applicable | P1586 |  |  | Not recorded | Not applicable | No comment
Special Gas Cylinders | LAB6027SP | 2003-12-22 | Luxfer Gas Cylinders | UK | 1991-02-01 | Lloyds Register | BS 5045-3 | SCUBA | 23.2MPA | 34.8MPA | 12.2L | Not available | Not available | Not applicable | Not available | Not applicable | 16.4KG | Not applicable | P2699M |  |  | Not recorded | Not applicable | No comment
Special Gas Cylinders | LAB6028SP | 2003-12-22 | Faber | Italy | 2002-10-01 | Lloyds Register | BS 5045/1/CM/S | SCUBA | 23.2MPA | 34.8MPA | 8.0L | Not available | Not available | Not applicable | Not available | Not applicable | 7.0L | Not applicable | WA 15810 |  |  | Not recorded | Not applicable | No comment
Special Gas Cylinders | LAB6029SP | 2003-12-23 | Faber | Italy | 2000-04-01 | Lloyds Register | BS 5045/1/CM/S | SCUBA | 23.2MPA | 34.8MPA | 10.0L | Not available | Not available | Not applicable | Not available | Not applicable | 11.1KG | Not applicable | 00/9388/099/ |  |  | Not recorded | Not applicable | No comment
Special Gas Cylinders | LAB6030SP | 2003-12-23 | Luxfer Gas Cylinders | USA | 2003-04-01 | Arrowhead Industrial Services | DOT 3AL | Oxygen (O2) - Medical | 13.9MPA | 23.2MPA | 1.73KG | Not available | Not available | Not applicable | Not available | Not applicable | .1.6KG | Not applicable | BV102567 |  |  | Not recorded | Not applicable | No comment
Special Gas Cylinders | LAB6031SP | 2003-12-23 | Catalina Cylinders | USA | 1995-10-01 | TH Cochrane Laboratories | DOT 3AL | Helium (He) - Medical | 12.4MPA | 20.7MPA | 0.867L | Not available | Not available | Not applicable | Not available | Not applicable | 0.683KG | Not applicable | LO2226 |  |  | Not recorded | Not applicable | No comment
Special Gas Cylinders | LAB6032SP | 2003-12-23 | Heiser | Austria | 1983-04-01 | Bureau Veritas | BS 5045 | SCUBA | 20.7MPA | 35.4KG | 9.0KG | Not available | Not available | Not applicable | Not available | Not applicable | 10.9KG | Not applicable | 95398 |  |  | Not recorded | Not applicable | No comment
Special Gas Cylinders | LAB6033SP | 2004-01-19 | Asahi:Seisakusho | Japan | 1999-08-01 | SGS | BS 5045/1/CM/S | SCUBA | 24.0MPA | 36.5MPA | 11.6L | Not available | Not available | Not applicable | Not available | Not applicable | 15.2KG | Not applicable | 7597 |  |  | Not recorded | Not applicable | No comment
Special Gas Cylinders | LAB6034SP | 2004-01-19 | Roth Mions | France | 1991-11-01 | Lloyds Register | BS 5045/1/CM/S | SCUBA | 23.2MPA | 34.8MPA | 10.4L | Not available | Not available | Not applicable | Not available | Not applicable | 13.3KG | Not applicable | m7316 |  |  | Not recorded | Not applicable | No comment
Special Gas Cylinders | LAB6035SP | 2004-01-19 | McMillan | Australia | 1993-05-01 | DBEIS (Department of Business, Employment and Industrial Services) | AS 2470 | LPG | Not available | 3.3MPA | 22.0KG | Not available | Not available | Not applicable | Not available | Not applicable | 9.25KG, EW9.55KG | Not applicable | J24023 |  |  | Not recorded | Not applicable | No comment
Special Gas Cylinders | LAB6036SP | 2004-01-19 | PCI | Thailand | 1981-08-01 | TISTR (Thailand Institute of Scientific and Technological Research) | ASB 239 | LPG | Not available | 3.3MPA | 22.6L | Not available | Not available | Not applicable | Not available | Not applicable | 10.1KG | Not applicable | 91133 |  |  | Not recorded | Not applicable | No comment
Special Gas Cylinders | LAB6037SP - WITHDRAWN 31/10/2017 | 2004-01-19 | CIG (Commonwealth Industrial Gases) | Australia | 1982-09-01 | CIG (Commonwealth Industrial Gases) | AS 1777 | SCUBA | 22.4MPA | 34.5MPA | 11.3L | Not available | Not available | Not applicable | Not available | Not applicable | 14.60KG | Not applicable | 7937 |  |  | Not recorded | Not applicable | Must not be filled or tested.
Special Gas Cylinders | LAB6038SP | 2004-01-19 | Rheem | NZ | 1980-08-01 | Lloyds Register | ASB 239 | LPG | Not available | 3.3MPA | 23.25L | Not available | Not available | Not applicable | Not available | Not applicable | 9.15KG | Not applicable | 9868 |  |  | Not recorded | Not applicable | No comment
Special Gas Cylinders | LAB6039SP | 2004-01-19 | Faber | Italy | 1001-01-01 | Lloyds Register | BS 5045 | SCUBA | 232BAR | 348 BAR | 12.2L | Not available | Not available | Not applicable | Not available | Not applicable | 13.5KG | Not applicable | 02/19B/177 |  |  | Not recorded | Not applicable | No comment
Special Gas Cylinders | LAB6040SP | 2004-01-19 | Luxfer Gas Cylinders | UK | 1987-05-01 | Lloyds Register | BS 5045-3 | SCUBA | WP232 BAR | TP348 BAR | 10.4KG | Not available | Not available | Not applicable | Not available | Not applicable | 13.9KG | Not applicable | P262M826A |  |  | Not recorded | Not applicable | No comment
Special Gas Cylinders | LAB6041SP | 2004-01-19 | Luxfer Gas Cylinders | UK | 1987-05-01 | Lloyds Register | BS 5045-3 | SCUBA | 232 BAR | 348 BAR | 10.4L | Not available | Not available | Not applicable | Not available | Not applicable | 13.9KG | Not applicable | P2626M 833A |  |  | Not recorded | Not applicable | No comment
Special Gas Cylinders | LAB6042SP | 2004-01-19 | Faber | Italy | 1994-09-01 | Lloyds Register | BS 5045 | SCUBA | 232 BAR | 348BAR | 15 L | Not available | Not available | Not applicable | Not available | Not applicable | 17.6KG | Not applicable | 94/9698/077 |  |  | Not recorded | Not applicable | No comment
Special Gas Cylinders | LAB6043SP | 2004-01-19 | Faber | Italy | 1997-03-01 | Lloyds Register | BS 5045 | SCUBA | 232 BAR | 348BAR | 12.2L | Not available | Not available | Not applicable | Not available | Not applicable | 13KG | Not applicable | 97/9412/109 |  |  | Not recorded | Not applicable | No comment
Special Gas Cylinders | LAB6044SP | 2004-01-19 | SMPC (Sahamiter Pressure Container Ltd) | Thailand | 2000-07-01 | SGS | AS 2469: 1998 | LPG | Not available | 3.3MPA | 4.8KG | Not available | Not available | Not applicable | Not available | Not applicable | 3.35KG, EW3.62 | Not applicable | 6337 |  |  | Not recorded | Not applicable | No comment
Special Gas Cylinders | LAB6045SP | 2004-01-19 | Hong Leong | Singapore | 1992-06-01 | SGS | AS 2470 | LPG | Not available | 3.3MPA | 22L | Not available | Not available | Not applicable | Not available | Not applicable | 9.12KG | Not applicable | WF1412 |  |  | Not recorded | Not applicable | No comment
Special Gas Cylinders | LAB6046SP | 2004-01-19 | Catalina Cylinders | USA | 2000-07-01 | TH Cochrane Laboratories | DOT 3AL 3000 | SCUBA | 20.7MPA | 34.5MPA | 11.24L | Not available | Not available | Not applicable | Not available | Not applicable | 14.12KG | Not applicable | AS0350993 |  |  | Not recorded | Not applicable | No comment
Special Gas Cylinders | LAB6047SP | 2004-01-19 | Catalina Cylinders | USA | 2003-07-01 | TH Cochrane Laboratories | DOT 3AL 3000 | SCUBA | 30.7MPA | 34.5MPA | 11.24KG | Not available | Not available | Not applicable | Not available | Not applicable | 14.12KG | Not applicable | AS035-2731 |  |  | Not recorded | Not applicable | No comment
Special Gas Cylinders | LAB6048SP | 2004-01-19 | Catalina Cylinders | USA | 2003-07-01 | TH Cochrane Laboratories | DOT 3AL 3000 | SCUBA | 20.6MPA | 34.5MPA | 11.24L | Not available | Not available | Not applicable | Not available | Not applicable | 14.12KG | Not applicable | A90336112 |  |  | Not recorded | Not applicable | No comment
Special Gas Cylinders | LAB6049SP - WITHDRAWN 31/10/2017 | 2004-01-19 | CIG (Commonwealth Industrial Gases) | Australia | 1981-12-01 | CIG (Commonwealth Industrial Gases) | AS 1777 | SCUBA | 22.4MPA | 34.5MPA | 11.35L | Not available | Not available | Not applicable | Not available | Not applicable | 14.66KG | Not applicable | E0999 |  |  | Not recorded | Not applicable | Must not be filled or tested.
Special Gas Cylinders | LAB6050SP | 2004-04-19 | Faber | Italy | 2005-03-01 | Arrowhead Industrial Services | DOT 3AA 2400 | SCUBA | 16 MPA | 27.6MPA | WC2 L | Not available | Not available | Not applicable | Not available | Not applicable | 3KG | Not applicable | M830303/8528/073 |  |  | Not recorded | Not applicable | No comment
Special Gas Cylinders | LAB6051SP | 2004-04-19 | Heiser | Austria | 1981-05-01 | Bureau Veritas | HOT | SCUBA | 18.2MPA | 13.6MPA | 9.1KG | Not available | Not available | Not applicable | Not available | Not applicable | 8.25KG | Not applicable | E62699 |  |  | Not recorded | Not applicable | No comment
Special Gas Cylinders | LAB6052SP | 2004-04-19 | Wolfedale Cylinders | Canada | 2000-10-01 | Warnock Hersey | DOT 4BA 240 | LPG | Not available | 3.3MPA | 21.6KG | Not available | Not available | Not applicable | Not available | Not applicable | 8.45KG EW9.0KG | Not applicable | N669793 |  |  | Not recorded | Not applicable | No comment
Special Gas Cylinders | LAB6053SP | 2004-04-19 | PCI | Thailand | 1981-11-01 | TISTR (Thailand Institute of Scientific and Technological Research) | ASB 239 | LPG | Not available | 3.3MPA | 21.8L | Not available | Not available | Not applicable | Not available | Not applicable | 10KG EW | Not applicable | 9095155 |  |  | Not recorded | Not applicable | No comment
Special Gas Cylinders | LAB6054SP | 2004-04-19 | Merloni | Italy | 1984-10-01 | Bureau Veritas | AS 2469 | LPG | Not available | 3.3MPA | 4.76KG | Not available | Not available | Not applicable | Not available | Not applicable | 4.1KG, EW4.32KG | Not applicable | 120 |  |  | Not recorded | Not applicable | No comment
Special Gas Cylinders | LAB6055SP | 2004-04-19 | Manchester Tank Company | USA | 1992-05-01 | Unknown | DOT 4BA 240 | LPG | Not available | 3.3MPA | 5.58L | Not available | Not available | Not applicable | Not available | Not applicable | 4.54KG, EW4.51KG | Not applicable | Y129486 |  |  | Not recorded | Not applicable | No comment
Special Gas Cylinders | LAB6056SP | 2004-04-23 | McMillan | Australia | 1001-01-01 | DBEIS (Department of Business, Employment and Industrial Services) | AS 2470 | LPG | Not available | 3.3MPA | 22.0KG | Not available | Not available | Not applicable | Not available | Not applicable | 8.35KG, EW8.77KG | Not applicable | A 86286 |  |  | Not recorded | Not applicable | No comment
Special Gas Cylinders | LAB6057SP | 2004-05-06 | CIG (Commonwealth Industrial Gases) | Australia | 1992-11-01 | CIG (Commonwealth Industrial Gases) | DOT 3AA 2130 | Carbon dioxide (CO2) | 14.6MPA | 24.5MPA | 68.1KG | Not available | Not available | Not applicable | Not available | Not applicable | 78.9KG | Not applicable | 30891 |  |  | Not recorded | Not applicable | No comment
Special Gas Cylinders | LAB6058SP | 2004-05-06 | Catalina Cylinders | USA | 2003-05-01 | TH Cochrane Laboratories | TC 3ALM 207 / DOT 3AL 3000 | SCUBA | 20.7MPA | 34.5MPA | 1.9KG | Not available | Not available | Not applicable | Not available | Not applicable | 2.62KG | Not applicable | AZ 0011819 |  |  | Not recorded | Not applicable | No comment
Special Gas Cylinders | LAB6059SP | 2004-05-06 | Asahi:Seisakusho | Japan | 1991-06-01 | Bureau Veritas | BS 5045 | SCUBA | 24.0MPA | 36.5MPA | 13.6L | Not available | Not available | Not applicable | Not available | Not applicable | 16.8KG | Not applicable | EMKR00206 |  |  | Not recorded | Not applicable | No comment
Special Gas Cylinders | LAB6060SP | 2004-05-06 | Faber | Italy | 2003-03-01 | Lloyds Register | BS 5045/1/CM/S | SCUBA | 23.2MPA | 35.6MPA | 18.0L | Not available | Not available | Not applicable | Not available | Not applicable | 22.2KG | Not applicable | 03/0587/001 |  |  | Not recorded | Not applicable | No comment
Special Gas Cylinders | LAB6061SP | 2004-05-06 | Faber | Italy | 2004-03-01 | Lloyds Register | BS 5045/1/CM/S | SCUBA | 23.2MPA | 35.6MPA | 18.0L | Not available | Not available | Not applicable | Not available | Not applicable | 22.2KG | Not applicable | 03/0587/051 |  |  | Not recorded | Not applicable | No comment
Special Gas Cylinders | LAB6062SP | 2004-05-06 | Catalina Cylinders | USA | 2001-04-01 | TH Cochrane Laboratories | TC 3ALM 207 / DOT 3AL 3000 | SCUBA | 20.7MPA | 34.5MPA | 11.23KG | Not available | Not available | Not applicable | Not available | Not applicable | 14.5KG | Not applicable | AS271891 |  |  | Not recorded | Not applicable | No comment
Special Gas Cylinders | LAB6063SP | 2004-05-06 | Catalina Cylinders | USA | 2001-04-01 | TH Cochrane Laboratories | TC 3ALM 207 / DOT 3AL 3000 | SCUBA | 20.7MPA | 34.5MPA | 11.23KG | Not available | Not available | Not applicable | Not available | Not applicable | 14.5KG | Not applicable | AS271953 |  |  | Not recorded | Not applicable | No comment
Special Gas Cylinders | LAB6064SP | 2004-05-06 | Worthington Cylinders | USA | 1990-08-01 | Unknown | DOT 4E 240 | LPG | Not available | 3.3MPA | 10.8KG | Not available | Not available | Not applicable | Not available | Not applicable | 4.53KG | Not applicable | 29234B |  |  | Not recorded | Not applicable | No comment
Special Gas Cylinders | LAB6065SP | 2004-05-07 | Asahi:Seisakusho | Japan | 1983-11-01 | Unknown | ASB 113 | Carbon dioxide (CO2) | Not available | 20.7MPA | 7.75KG | FR0.667 | Not available | Not applicable | Not available | Not applicable | 10.9KG | Not applicable | ERN 00802 |  |  | Not recorded | Not applicable | No comment
Special Gas Cylinders | LAB6066SP | 2004-05-07 | Worthington Cylinders | USA | 1994-02-01 | Authorised Testing | DOT 4BA 272 | LPG | Not available | 3.75MPA | 21.75KG | Not available | Not available | Not applicable | Not available | Not applicable | 8.66KG, EW9.03KG | Not applicable | G048850 |  |  | Not recorded | Not applicable | No comment
Special Gas Cylinders | LAB6067SP | 2004-05-07 | Luxfer Gas Cylinders | USA | 1995-12-01 | Arrowhead Industrial Services | DOT 3AL 2216 | Helium (He) - Medical | 25.5MPA | 15.3MPA | 0.716KG | Not available | Not available | Not applicable | Not available | Not applicable | 0.844 kg | Not applicable | BF883 |  |  | Not recorded | Not applicable | No comment
Special Gas Cylinders | LAB6068SP | 2004-05-07 | Luxfer Gas Cylinders | USA | 1998-04-01 | Arrowhead Industrial Services | DOT 3AL 2216 | Helium (He) - Medical | 25.5MPA | 15.3MPA | 0.716KG | Not available | Not available | Not applicable | Not available | Not applicable | 0.844 kg | Not applicable | BF23271 |  |  | Not recorded | Not applicable | No comment
Special Gas Cylinders | LAB6069SP | 2004-05-07 | Luxfer Gas Cylinders | USA | 1998-04-01 | Arrowhead Industrial Services | DOT 3AL 2216 | Helium (He) - Medical | 25.5MPA | 15.3MPA | 0.750KG | Not available | Not available | Not applicable | Not available | Not applicable | 0.850 kg | Not applicable | BF23403 |  |  | Not recorded | Not applicable | No comment
Special Gas Cylinders | LAB6070SP | 2004-05-07 | Rheem | Australia | 1982-05-01 | Unknown | ASB 239 | LPG | Not available | 3.3MPA | 23.1KG | Not available | Not available | Not applicable | Not available | Not applicable | 9.2KG, EW9.7KG | Not applicable | 318601 |  |  | Not recorded | Not applicable | No comment
Special Gas Cylinders | LAB6071SP | 2004-05-07 | Luxfer Gas Cylinders | Australia | 1998-06-01 | SGS | DOT 3AL 1800 / TC 3ALM 124 | Carbon dioxide (CO2) | Not available | 20.7 Mpa | 13.45L | FR0.667 | Not available | Not applicable | Not available | Not applicable | 10.8KG | Not applicable | BF8639 |  |  | Not recorded | Not applicable | No comment
Special Gas Cylinders | LAB6072SP | 2004-05-07 | Faber | Italy | 1993-07-01 | Lloyds Register | BS 5045/1/CM/S | SCUBA | 30.0MPA | 46.5MPA | 12.0L | Not available | Not available | Not applicable | Not available | Not applicable | 16.4KG | Not applicable | 93/9839/039 |  |  | Not recorded | Not applicable | No comment
Special Gas Cylinders | LAB6073SP | 2004-05-07 | Faber | Italy | 1001-01-01 | Lloyds Register | BS 5045/1/CM/S | SCUBA | 46.5MPA | 30.0MPA | 16.8KG | Not available | Not available | Not applicable | Not available | Not applicable | Not available | Not applicable | 00/9401/028/5/00 |  |  | Not recorded | Not applicable | No comment
Special Gas Cylinders | LAB6074SP - WITHDRAWN 31/10/2017 | 2004-05-10 | CIG (Commonwealth Industrial Gases) | Australia | 1981-09-01 | CIG (Commonwealth Industrial Gases) | AS 1777 | SCUBA | 22.4MPA | 34.5MPA | 11.35KG | Not available | Not available | Not applicable | Not available | Not applicable | 15.4KG | Not applicable | D7248 |  |  | Not recorded | Not applicable | Must not be filled or tested.
Special Gas Cylinders | LAB6075SP | 2004-05-10 | Luxfer Gas Cylinders | USA | 1992-09-01 | Authorised Testing | CTC/DOT 3AL 3000 | SCUBA | 20.7MPA | 34.5MPA | 11.2KG | Not available | Not available | Not applicable | Not available | Not applicable | 15.47KG | Not applicable | P693496 |  |  | Not recorded | Not applicable | No comment
Special Gas Cylinders | LAB6076SP | 2004-05-13 | Heiser | Austria | 1995-02-01 | Bureau Veritas | BS 5045/1/CM/S | SCUBA | 26.0MPA | 39.0MPA | 10.9L | Not available | Not available | Not applicable | Not available | Not applicable | 14.3KG | Not applicable | 7919P89 |  |  | Not recorded | Not applicable | No comment
Special Gas Cylinders | LAB6077SP | 2004-05-13 | Stainless Tanks and Pressure Vessels | Australia | 1997-06-01 | Unknown | AS / NZS 3509 | Nitrogen (N2) | 2.2MPA | 3.6MPA | 106L | Not available | Not available | Not applicable | Not available | Not applicable | 22.58KG | Not applicable | S10287 |  |  | Not recorded | Not applicable | No comment
Special Gas Cylinders | LAB6078SP | 2004-05-13 | Stainless Tanks and Pressure Vessels | Australia | 1997-06-01 | Unknown | AS / NZS 3509 | Nitrogen (N2) | 2.2MPA | 3.6MPA | 106L | Not available | Not available | Not applicable | Not available | Not applicable | 22.52KG | Not applicable | S10290 |  |  | Not recorded | Not applicable | No comment
Special Gas Cylinders | LAB6079SP | 2004-05-17 | Luxfer Gas Cylinders | UK | 1997-12-01 | TUV (Technische Ueberwachungs Verein) | EN3 | Carbon dioxide (CO2) | Not available | 25.0MPA | 6.7L | Not available | Not available | Not applicable | Not available | Not applicable | 7.37KG, EN8.0KG | Not applicable | L27732/AB1948 |  |  | Not recorded | Not applicable | No comment
Special Gas Cylinders | LAB6080SP | 2004-05-18 | IWKA | Germany | 1988-02-01 | TUV (Technische Ueberwachungs Verein) | BS 5045/1/CM/S | SCUBA | 23.2MPA | 34.8MPA | 10.0 L | Not available | Not available | Not applicable | Not available | Not applicable | 13.12 kg | Not applicable | 701 |  |  | Not recorded | Not applicable | No comment
Special Gas Cylinders | LAB6081SP | 2004-05-24 | Catalina Cylinders | USA | 1999-07-01 | TH Cochrane Laboratories | TC 3ALM 207 / DOT 3AL 3000 | SCUBA | 20.7MPA | 34.5MPA | 9.02KG | Not available | Not available | Not applicable | Not available | Not applicable | 12.08 KG | Not applicable | BJ 009703 |  |  | Not recorded | Not applicable | No comment
Special Gas Cylinders | LAB6082SP | 2004-05-24 | Luxfer Gas Cylinders | USA | 1992-09-01 | Authorised Testing | DOT 3AL 1800 | Nitrous Oxide | 12.4MPA | 20.7MPA | 8.84L | Not available | Not available | Not applicable | Not available | Not applicable | 5.92KG | Not applicable | W202530 |  |  | Not recorded | Not applicable | No comment
Special Gas Cylinders | LAB6083SP | 2004-05-24 | Merloni | Italy | 1985-03-01 | Unknown | AS 2469 | LPG | Not available | 3.3MPA | 3.94KG | Not available | Not available | Not applicable | Not available | Not applicable | 4.76KG, EW4.13KG | Not applicable | 2577 |  |  | Not recorded | Not applicable | No comment
Special Gas Cylinders | LAB6084SP | 2004-05-24 | Luxfer Gas Cylinders | USA | 2000-12-01 | Arrowhead Industrial Services | DOT 3AL 1800 | Carbon dioxide (CO2) | Not available | 20.7 Mpa | 7.94KG | FR0.667 | Not available | Not applicable | Not available | Not applicable | 10.1KG | Not applicable | V374661 |  |  | Not recorded | Not applicable | No comment
Special Gas Cylinders | LAB6085SP | 2004-05-24 | IWKA | Germany | 1984-07-01 | TUV (Technische Ueberwachungs Verein) | BS 5045 | SCUBA | 35.4MPA | 20.7MPA | 9.0KG | Not available | Not available | Not applicable | Not available | Not applicable | 11.37KG | Not applicable | 688EB1559 |  |  | Not recorded | Not applicable | No comment
Special Gas Cylinders | LAB6086SP | 2004-05-24 | Heiser | Austria | 1986-08-01 | Bureau Veritas | BS 5045 | SCUBA | 34.3MPA | 20.7MPA | 9.0KG | Not available | Not available | Not applicable | Not available | Not applicable | 10.9KG | Not applicable | N74096 |  |  | Not recorded | Not applicable | No comment
Special Gas Cylinders | LAB6087SP | 2004-05-26 | PCI | Thailand | 1983-03-01 | TISTR (Thailand Institute of Scientific and Technological Research) | ASB 239 | LPG | Not available | 3.3MPA | 11.6L | Not available | Not available | Not applicable | Not available | Not applicable | 6.65KG | Not applicable | 13827 |  |  | Not recorded | Not applicable | No comment
Special Gas Cylinders | LAB6088SP | 2004-06-01 | Rheem | Australia | 1980-06-01 | Lloyds Register | ASB 239 | LPG | Not available | 3.3MPA | 23.15KG | Not available | Not available | Not applicable | Not available | Not applicable | 9.15KG, EW9.79KG | Not applicable | 9594 |  |  | Not recorded | Not applicable | No comment
Special Gas Cylinders | LAB6089SP | 2004-06-01 | Rheem | Australia | 1981-03-01 | Lloyds Register | ASB 239 | LPG | Not available | 3.3MPA | 23.45KG | Not available | Not available | Not applicable | Not available | Not applicable | 9.4KG, EW9.98KG | Not applicable | 12264 |  |  | Not recorded | Not applicable | No comment
Special Gas Cylinders | LAB6090SP | 2004-06-01 | Manchester Tank Company | USA | 1993-12-01 | Arrowhead Industrial Services | TC 4 BAM 16 / DOT 4BA 240 | LPG | Not available | 3.3MPA | 21.6L | Not available | Not available | Not applicable | Not available | Not applicable | 7.81KG, EW8.2KG | Not applicable | TA004176 |  |  | Not recorded | Not applicable | No comment
Special Gas Cylinders | LAB6091SP | 2004-06-01 | Heiser | Austria | 1982-10-01 | Bureau Veritas | BS 5045 | SCUBA | 20.7MPA | 35.4MPA | 9.0KG | Not available | Not available | Not applicable | Not available | Not applicable | 11.2KG | Not applicable | 65851 |  |  | Not recorded | Not applicable | No comment
Special Gas Cylinders | LAB6092SP | 2004-06-08 | Mannesmann | GERMANY | 2000-05-01 | TUV (Technische Ueberwachungs Verein) | EN 144-1 | SCUBA - Nitrox | 20.0MPA | 30.0MPA | 5.0KG | Not available | Not available | Not applicable | Not available | Not applicable | 6.05 kg | Not applicable | 099842UT8821P00 |  |  | Not recorded | Not applicable | No comment
Special Gas Cylinders | LAB6093SP | 2004-06-08 | Catalina Cylinders | USA | 1998-11-01 | Arrowhead Industrial Services | DOT 3AL 3000 | SCUBA | 20.7MPA | 34.5MPA | 11.1L | Not available | Not available | Not applicable | Not available | Not applicable | 14.1KG | Not applicable | AS189598 |  |  | Not recorded | Not applicable | No comment
Special Gas Cylinders | LAB6094SP | 2004-06-08 | Catalina Cylinders | USA | 1998-11-01 | Arrowhead Industrial Services | DOT 3AL 3000 | SCUBA | 20.7MPA | 34.5MPA | 11.1L | Not available | Not available | Not applicable | Not available | Not applicable | 14.1KG | Not applicable | AS189585 |  |  | Not recorded | Not applicable | No comment
Special Gas Cylinders | LAB6095SP | 2004-06-09 | Catalina Cylinders | USA | 1998-11-01 | Arrowhead Industrial Services | DOT 3AL 3000 | SCUBA | 20.7MPA | 34.5MPA | 11.1L | Not available | Not available | Not applicable | Not available | Not applicable | 14.1KG | Not applicable | AS189583 |  |  | Not recorded | Not applicable | No comment
Special Gas Cylinders | LAB6096SP | 2004-06-09 | PCI | Thailand | 1993-10-01 | Lloyds Register | AS 2469: 1989 | LPG | Not available | 3.3MPA | 2.4KG | Not available | Not available | Not applicable | Not available | Not applicable | 2.14KG | Not applicable | 93-008439 |  |  | Not recorded | Not applicable | No comment
Special Gas Cylinders | LAB6097SP | 2004-06-09 | Luxfer Gas Cylinders | USA | 1997-05-01 | Authorised Testing | DOT 3AL 2015 / TC 3ALM 139 | Oxygen (O2) - Medical | 13.9MPA | 23.2MPA | 4.7L | Not available | Not available | Not applicable | Not available | Not applicable | 3.61KG | Not applicable | E530814 |  |  | Not recorded | Not applicable | No comment
Special Gas Cylinders | LAB6098SP | 2004-06-09 | Catalina Cylinders | USA | 1995-07-01 | Arrowhead Industrial Services | DOT 3AL 2015 / TC 3ALM 139 | Oxygen (O2) - Medical | 13.9MPA | 23.2MPA | 4.7L | Not available | Not available | Not applicable | Not available | Not applicable | 3.56KG | Not applicable | 144899 |  |  | Not recorded | Not applicable | No comment
Special Gas Cylinders | LAB6099SP | 2004-06-09 | Taylor Wharton Co. | USA | 1982-07-01 | Professional Service Industries Inc | DOT 3AA 2400 | Nitrogen (N2) | 16.6MPA | 27.47MPA | 65.2KG | Not available | Not available | Not applicable | Not available | Not applicable | 91.2KG, EW92.4KG | Not applicable | HS231732 |  |  | Not recorded | Not applicable | No comment
Special Gas Cylinders | LAB6100SP | 2004-06-09 | Taylor Wharton Co. | USA | 1982-07-01 | Unknown | DOT 3AA 2400 | Nitrogen (N2) | 16.6MPA | 27.47MPA | 65.4KG | Not available | Not available | Not applicable | Not available | Not applicable | 85.9KG, EW87.0KG | Not applicable | HS231766 |  |  | Not recorded | Not applicable | No comment
Special Gas Cylinders | LAB6101SP | 2004-06-09 | Taylor Wharton Co. | USA | 1982-07-01 | Unknown | DOT 3AA 2400 | Nitrogen (N2) | 16.6MPA | 27.47MPA | 65.8KG | Not available | Not available | Not applicable | Not available | Not applicable | 89.1KG, EW90.2KG | Not applicable | HS231877 |  |  | Not recorded | Not applicable | No comment
Special Gas Cylinders | LAB6102SP | 2004-06-15 | Taylor Wharton Co. | USA | 1982-07-01 | Professional Service Industries Inc | DOT 3AA 2400 | Nitrogen (N2) | 16.6MPA | 27.47MPA | 65.3KG | Not available | Not available | Not applicable | Not available | Not applicable | 87.5KG, EW88.6KG | Not applicable | HS231708 |  |  | Not recorded | Not applicable | No comment
Special Gas Cylinders | LAB6103SP | 2004-06-15 | Heiser | Austria | 1982-10-01 | Vickers | HOT | SCUBA | 20.7MPA | 31.3MPA | 9.0L | Not available | Not available | Not applicable | Not available | Not applicable | 11.0KG | Not applicable | G20702 |  |  | Not recorded | Not applicable | No comment
Special Gas Cylinders | LAB6104SP | 2004-06-25 | Heiser | Austria | 1982-12-01 | Bureau Veritas | HOT | SCUBA | 20.7MPA | 31.3MPA | 9.0L | Not available | Not available | Not applicable | Not available | Not applicable | 11.0KG | Not applicable | G20761 |  |  | Not recorded | Not applicable | No comment
Special Gas Cylinders | LAB6105SP | 2004-06-25 | Asahi:Seisakusho | Japan | 1991-08-01 | Bureau Veritas | AS 2875 | Carbon dioxide (CO2) | 20.7MPA | Not available | 5.26KG | FR0.667 | Not available | Not applicable | Not available | Not applicable | 6.29KG | Not applicable | 62215 |  |  | Not recorded | Not applicable | No comment
Special Gas Cylinders | LAB6106SP | 2004-06-25 | Asahi:Seisakusho | Japan | 1989-06-01 | Bureau Veritas | AS 2875 | Carbon dioxide (CO2) | Not available | 20.7MPA | 5.2KG | FR0.667 | Not available | Not applicable | Not available | Not applicable | 6.46KG | Not applicable | 43470 |  |  | Not recorded | Not applicable | No comment
Special Gas Cylinders | LAB6107SP | 2004-06-25 | Asahi:Seisakusho | Japan | 1989-06-01 | Bureau Veritas | AS 2875 | Carbon dioxide (CO2) | Not available | 20.7MPA | 5.22KG | FR0.667 | Not available | Not applicable | Not available | Not applicable | 6.22KG | Not applicable | 43481 |  |  | Not recorded | Not applicable | No comment
Special Gas Cylinders | LAB6108SP | 2004-06-25 | Hong Leong | Singapore | 1980-06-01 | SGS | ASB 115 | LPG | Not available | 3.3MPA | 8KG | Not available | Not available | Not applicable | Not available | Not applicable | EW4.15 KG | Not applicable | 43481 |  |  | Not recorded | Not applicable | No comment
Special Gas Cylinders | LAB6109SP | 2004-06-25 | Rheem | Australia | 1980-12-01 | Lloyds Register | ASB 239 | LPG | Not available | 3.3MPA | 23.35KG | Not available | Not available | Not applicable | Not available | Not applicable | 9.25KG, EW9.55KG | Not applicable | 11320 |  |  | Not recorded | Not applicable | No comment
Special Gas Cylinders | LAB6110SP | 2004-06-25 | Rheem | Australia | 1981-01-01 | Lloyds Register | ASB 239 | LPG | Not available | 3.3MPA | 23.3KG | Not available | Not available | Not applicable | Not available | Not applicable | 9.4KG, EW9.98KG | Not applicable | 11668 |  |  | Not recorded | Not applicable | No comment
Special Gas Cylinders | LAB6111SP | 2004-06-25 | Rheem | Australia | 1982-03-01 | Unknown | ASB 239 | LPG | Not available | 3.3MPA | 23.1KG | Not available | Not available | Not applicable | Not available | Not applicable | 9.4KG, EW9.98KG | Not applicable | 316048 |  |  | Originally stamped LAB 039 | Not applicable | Not available
Special Gas Cylinders | LAB6112SP | 2004-06-25 | Luxfer Gas Cylinders | UK | 1982-07-01 | BOC | HOAL 4 | Carbon dioxide (CO2) | 15.0MPA | 24.7MPA | 9.4L | Not available | Not available | Not applicable | Not available | Not applicable | 9.8KG | Not applicable | MF253163 |  |  | Not recorded | Not applicable | No comment
Special Gas Cylinders | LAB6113SP | 2004-06-25 | Faber | Italy | 2001-04-01 | Arrowhead Industrial Services | DOT 3AA 3000 | SCUBA | 20.7MPA | 34.5MPA | 9.0L | Not available | Not available | Not applicable | Not available | Not applicable | 13.6KG | Not applicable | 01/976/034 |  |  | Not recorded | Not applicable | No comment
Special Gas Cylinders | LAB6114SP | 2004-06-25 | Faber | Italy | 2001-04-01 | Arrowhead Industrial Services | DOT 3AA 3000 | SCUBA | 20.7MPA | 34.5MPA | 9.0L | Not available | Not available | Not applicable | Not available | Not applicable | 13.6KG | Not applicable | 01/976/033 |  |  | Not recorded | Not applicable | No comment
Special Gas Cylinders | LAB6115SP | 2004-06-25 | PCI | Thailand | 1990-11-01 | TISTR (Thailand Institute of Scientific and Technological Research) | AS 2469: 1989 | LPG | Not available | 3.3MPA | 7.15KG | Not available | Not available | Not applicable | Not available | Not applicable | EW4.38KG | Not applicable | 50562 |  |  | Not recorded | Not applicable | No comment
Special Gas Cylinders | LAB6116SP | 2004-06-25 | Alfa | Portugal | 2002-04-01 | Arrowhead Industrial Services | DOT 4BA 240 / TC 4BAM 16 | LPG | Not available | 3.3MPA | 11.3KG | Not available | Not available | Not applicable | Not available | Not applicable | 32.46KG | Not applicable | 11141 |  |  | Not recorded | Not applicable | No comment
Special Gas Cylinders | LAB6117SP | 2004-06-30 | Alfa | Portugal | 2005-02-01 | Arrowhead Industrial Services | DOT 4BA 240 | LPG | Not available | 3.3MPA | 11.3KG | Not available | Not available | Not applicable | Not available | Not applicable | 32.5KG | Not applicable | 33441 |  |  | Not recorded | Not applicable | No comment
Special Gas Cylinders | LAB6118SP | 2004-06-30 | CIG (Commonwealth Industrial Gases) | Australia | 1990-05-01 | CIG (Commonwealth Industrial Gases) | AS 1777 | Carbon dioxide (CO2) | Not available | 22.0MPA | 3.02KG | FR0.75 | Not available | Not applicable | Not available | Not applicable | 3.83 kg | Not applicable | CN 8155 |  |  | Not recorded | Not applicable | No comment
Special Gas Cylinders | LAB6119SP | 2004-06-30 | Faber | Italy | 2002-10-01 | Lloyds Register | BS 5045/1/CM/S | SCUBA | 34.8MPA | 23.2MPA | 7.0L | Not available | Not available | Not applicable | Not available | Not applicable | 7.9KG | Not applicable | 02/1882/05 |  |  | Not recorded | Not applicable | No comment
Special Gas Cylinders | LAB6120SP | 2004-07-09 | Asahi:Seisakusho | Japan | 1988-07-01 | Bureau Veritas | AS 2875 | Carbon dioxide (CO2) | Not available | 20.7MPA | 5.2KG | FR0.667 | Not available | Not applicable | Not available | Not applicable | 6.43KG | Not applicable | 41272 |  |  | Not recorded | Not applicable | No comment
Special Gas Cylinders | LAB6121SP | 2004-07-09 | Rheem | Australia | 2005-08-01 | Lloyds Register | ASB 239 | LPG | Not available | 3.3MPA | 23.35KG | Not available | Not available | Not applicable | Not available | Not applicable | 9.32KG, EW9.77KG | Not applicable | 11306 |  |  | Not recorded | Not applicable | No comment
Special Gas Cylinders | LAB6122SP | 2004-07-09 | McMillan | Australia | 1994-07-01 | DBEIS (Department of Business, Employment and Industrial Services) | AS 2470 | LPG | Not available | 3.3MPA | 22.0KG | Not available | Not available | Not applicable | Not available | Not applicable | 9.3KG, EW9.82KG | Not applicable | K25954 |  |  | Not recorded | Not applicable | No comment
Special Gas Cylinders | LAB6123SP | 2004-07-09 | McMillan | Australia | 1994-07-01 | DBEIS (Department of Business, Employment and Industrial Services) | AS 2470 | LPG | Not available | 3.3MPA | 22.0KG | Not available | Not available | Not applicable | Not available | Not applicable | 9.25KG, EW9.55KG | Not applicable | L27056 |  |  | Not recorded | Not applicable | No comment
Special Gas Cylinders | LAB6124SP | 2004-07-09 | PCI | Thailand | 2000-11-01 | TISTR (Thailand Institute of Scientific and Technological Research) | AS 2469: 1989 | LPG | Not available | 3.3MPA | 9.53KG | Not available | Not available | Not applicable | Not available | Not applicable | 5.7KG | Not applicable | 32403 |  |  | Not recorded | Not applicable | No comment
Special Gas Cylinders | LAB6125SP | 2004-07-09 | PCI | Thailand | 2000-11-01 | TISTR (Thailand Institute of Scientific and Technological Research) | AS 2469: 1989 | LPG | Not available | 3.3MPA | 9.53KG | Not available | Not available | Not applicable | Not available | Not applicable | 5.7KG | Not applicable | 31547 |  |  | Not recorded | Not applicable | No comment
Special Gas Cylinders | LAB6126SP | 2004-07-19 | PCI | Thailand | 1981-11-01 | TISTR (Thailand Institute of Scientific and Technological Research) | ASB 239 | LPG | Not available | 3.3MPA | 22.4KG | Not available | Not available | Not applicable | Not available | Not applicable | 10.1KG | Not applicable | 95767 |  |  | Not recorded | Not applicable | No comment
Special Gas Cylinders | LAB6127SP | 2004-07-19 | Luxfer Gas Cylinders | UK | 1992-06-01 | Lloyds Register | BS 5045-3 | SCUBA | 23.2MPA | 34.8MPA | 12.2L | Not available | Not available | Not applicable | Not available | Not applicable | 16.3KG | Not applicable | P2699M 2367A |  |  | Not recorded | Not applicable | No comment
Special Gas Cylinders | LAB6128SP | 2004-07-19 | Luxfer Gas Cylinders | UK | 1001-01-01 | Lloyds Register | BS 5045-3 | SCUBA | Not available | Not available | Not available | Not available | Not available | Not applicable | Not available | Not applicable | Not available | Not applicable | P2700M2922A |  |  | Not recorded | Not applicable | No comment
Special Gas Cylinders | LAB6129SP | 2004-07-30 | Catalina Cylinders | USA | 2003-10-01 | TH Cochrane Laboratories | DOT 3AL 2015 | Oxygen (O2) - Aviation | 13.9MPA | 23.2MPA | 2.94KG | Not available | Not available | Not applicable | Not available | Not applicable | 2.41KG | Not applicable | NN0435196 |  |  | Not recorded | Not applicable | No comment
Special Gas Cylinders | LAB6130SP | 2004-07-30 | IWKA | Germany | 1984-07-01 | TUV (Technische Ueberwachungs Verein) | BS 5045 | SCUBA | 20.7MPA | 35.4MPA | 9.0KG | Not available | Not available | Not applicable | Not available | Not applicable | 11.2KG | Not applicable | 0688EB2279 |  |  | Not recorded | Not applicable | No comment
Special Gas Cylinders | LAB6131SP | 2004-07-30 | Linh | Thailand | 1982-06-01 | SGS | ASB 239 | LPG | Not available | 3.31MPA | 22.0KG | Not available | Not available | Not applicable | Not available | Not applicable | 9.4KG, EW9.8KG | Not applicable | 8468 |  |  | Not recorded | Not applicable | No comment
Special Gas Cylinders | LAB6132SP | 2004-07-30 | Heiser | Austria | 1986-09-01 | Bureau Veritas | BS 5045/1/CM/S | Air | 20.0MPA | 34.1MPA | 1.0L | Not available | Not available | Not applicable | Not available | Not applicable | 1.3KG | Not applicable | HG76539V |  |  | Not recorded | Not applicable | No comment
Special Gas Cylinders | LAB6133SP | 2004-07-30 | Heiser | Austria | 1998-04-01 | Bureau Veritas | BS 5045/1/CM/S | Air | 20.7MPA | 31.2MPA | 1.0L | Not available | Not available | Not applicable | Not available | Not applicable | 1.42KG | Not applicable | CV6392 |  |  | Not recorded | Not applicable | No comment
Special Gas Cylinders | LAB6134SP | 2004-07-30 | Stainless Tanks and Pressure Vessels | Australia | 1997-06-01 | Unknown | AS / NZS 3509 | Nitrogen (N2) | 2.2MPA | 3.6MPA | 106L | Not available | Not available | Not applicable | Not available | Not applicable | 22.5KG | Not applicable | S10289 |  |  | Not recorded | Not applicable | No comment
Special Gas Cylinders | LAB6135SP | 2004-08-02 | Stainless Tanks and Pressure Vessels | Australia | 1997-06-01 | Unknown | AS / NZS 3509 | Nitrogen (N2) | 2.2MPA | 3.6MPA | 106L | Not available | Not available | Not applicable | Not available | Not applicable | 22.54KG | Not applicable | 10288 |  |  | Not recorded | Not applicable | No comment
Special Gas Cylinders | LAB6136SP | 2004-08-03 | Luxfer Gas Cylinders | USA | 2000-04-01 | Arrowhead Industrial Services | DOT 3AL | Helium (He) - Medical | 15.3MPA | 25.5MPA | 0.716KG | Not available | Not available | Not applicable | Not available | Not applicable | 0.844KG | Not applicable | BF 54363 |  |  | Not recorded | Not applicable | No comment
Special Gas Cylinders | LAB6137SP | 2004-08-03 | Engineering Products | Canada | 1981-04-01 | Warnock Hersey | CTC/DOT 4BA 240 | LPG | Not available | 3.7MPA | 21.6KG | Not available | Not available | Not applicable | Not available | Not applicable | EW8.94KG | Not applicable | 2881F1079 |  |  | Not recorded | Not applicable | No comment
Special Gas Cylinders | LAB6138SP | 2004-08-03 | Heiser | Austria | 1983-04-01 | Bureau Veritas | BS 5045/1/CM/S | SCUBA | 20.7MPA | 35.4MPA | 9.0L | Not available | Not available | Not applicable | Not available | Not applicable | 11.2KG | Not applicable | G95344 |  |  | Not recorded | Not applicable | No comment
Special Gas Cylinders | LAB6139SP | 2004-08-03 | Worthington Cylinders | USA | 2000-03-01 | Arrowhead Industrial Services | DOT 4BA 240 / TC 4BAM16 | LPG | Not available | 3.3MPA | 43.3L | Not available | Not available | Not applicable | Not available | Not applicable | 13.7KG | Not applicable | 2289AF |  |  | Not recorded | Not applicable | No comment
Special Gas Cylinders | LAB6140SP | 2004-08-03 | PCI | Thailand | 1981-05-01 | SGS | ASB 239 | LPG | Not available | 3.3MPA | 21.8KG | Not available | Not available | Not applicable | Not available | Not applicable | 10.2KG | Not applicable | 84669 |  |  | Not recorded | Not applicable | No comment
Special Gas Cylinders | LAB6141SP | 2004-08-03 | Luxfer Gas Cylinders | USA | 1992-01-01 | Arrowhead Industrial Services | CTC/DOT 3AL 1800 | Carbon dioxide (CO2) | Not available | 20.7 Mpa | 5.95KG | FR0.667 | Not available | Not applicable | Not available | Not applicable | 6.85 kg | Not applicable | WZ19596 |  |  | Not recorded | Not applicable | No comment
Special Gas Cylinders | LAB6142SP | 2004-08-03 | Luxfer Gas Cylinders | USA | 1990-06-01 | Arrowhead Industrial Services | CTC/DOT 3AL 1800 | Carbon dioxide (CO2) | Not available | 20.7 Mpa | 2.85KG | FR0.667 | Not available | Not applicable | Not available | Not applicable | 3.48 kg | Not applicable | XZ 12794 |  |  | Not recorded | Not applicable | No comment
Special Gas Cylinders | LAB6143SP | 2004-08-03 | Luxfer Gas Cylinders | USA | 1992-09-01 | Arrowhead Industrial Services | CTC/DOT 3AL 1800 | Carbon dioxide (CO2) | Not available | 20.7 Mpa | 6.0KG | FR0.667 | Not available | Not applicable | Not available | Not applicable | 6.83 kg | Not applicable | WZ47223 |  |  | Not recorded | Not applicable | No comment
Special Gas Cylinders | LAB6144SP | 2004-08-03 | Luxfer Gas Cylinders | USA | 1992-01-01 | Arrowhead Industrial Services | CTC/DOT 3AL 1800 | Carbon dioxide (CO2) | Not available | 20.7 Mpa | 5.95KG | FR0.667 | Not available | Not applicable | Not available | Not applicable | 6.83 kg | Not applicable | WZ19489 |  |  | Not recorded | Not applicable | No comment
Special Gas Cylinders | LAB6145SP | 2004-08-03 | Luxfer Gas Cylinders | USA | 1992-06-01 | Arrowhead Industrial Services | CTC/DOT 3AL 1800 | Carbon dioxide (CO2) | Not available | 20.7 Mpa | 2.87KG | FR0.667 | Not available | Not applicable | Not available | Not applicable | 3.52 kg | Not applicable | XZ30844 |  |  | Not recorded | Not applicable | No comment
Special Gas Cylinders | LAB6146SP | 2004-08-09 | Luxfer Gas Cylinders | USA | 1991-04-01 | Arrowhead Industrial Services | CTC/DOT 3AL 1800 | Carbon dioxide (CO2) | Not available | 20.7 Mpa | 5.95KG | FR0.667 | Not available | Not applicable | Not available | Not applicable | 6.89 kg | Not applicable | W183923 |  |  | Not recorded | Not applicable | No comment
Special Gas Cylinders | LAB6147SP | 2004-08-09 | Heiser | Austria | 1999-04-01 | Bureau Veritas | BS 5045/1/CM/S | Air | 31.2MPA | 20.7MPA | 1.0L | Not available | Not available | Not applicable | Not available | Not applicable | 1.42KG | Not applicable | DP6594 |  |  | Not recorded | Not applicable | No comment
Special Gas Cylinders | LAB6148SP | 2004-08-09 | Heiser | Austria | 1999-04-01 | Bureau Veritas | BS 5045/1/CM/S | Air | 31.2MPA | 20.7MPA | 1.0L | Not available | Not available | Not applicable | Not available | Not applicable | 1.42KG | Not applicable | DP6544 |  |  | Not recorded | Not applicable | No comment
Special Gas Cylinders | LAB6149SP | 2004-08-09 | Heiser | Austria | 1984-09-01 | Bureau Veritas | BS 5045/1/CM/S | Air | 33.1MPA | 20.0MPA | 1.0L | Not available | Not available | Not applicable | Not available | Not applicable | 1.36KG | Not applicable | L3151V |  |  | Not recorded | Not applicable | No comment
Special Gas Cylinders | LAB6150SP | 2004-01-19 | Heiser | Austria | 1984-09-01 | Bureau Veritas | BS 5045/1/CM/S | Air | 33.1MPA | 20.0MPA | 1.0L | Not available | Not available | Not applicable | Not available | Not applicable | 1.36KG | Not applicable | L2461V |  |  | Not recorded | Not applicable | No comment
Special Gas Cylinders | LAB6151SP | 2004-01-19 | Rheem | Australia | 1982-03-01 | Rheem | ASB 239 | LPG | Not available | 3.3 MPA | 23.1L | Not available | Not available | Not applicable | Not available | Not applicable | 9.8KG, EW10.2KG | Not applicable | 31628 |  |  | Not recorded | Not applicable | No comment
Special Gas Cylinders | LAB6152SP | 2004-01-21 | Rheem | Australia | 1982-03-01 | Rheem | ASB 239 | LPG | Not available | 3.3MPA | 23.1L | Not available | Not available | Not applicable | Not available | Not applicable | 9.8KG, EW10.2KG | Not applicable | 316043 |  |  | Not recorded | Not applicable | No comment
Special Gas Cylinders | LAB6153SP | 2004-01-28 | Luxfer Gas Cylinders | UK | 1989-07-01 | Lloyds Register | BS 5045-3 | SCUBA | 23.2MPA | 34.8MPA | 12.2L | Not available | Not available | Not applicable | Not available | Not applicable | 16.4KG | Not applicable | P2699M286A |  |  | Not recorded | Not applicable | No comment
Special Gas Cylinders | LAB6154SP | 2004-01-28 | Heiser | Austria | 1985-06-01 | Bureau Veritas | BS 5045/1/CM/S | SCUBA | 22.8MPA | 37.8MPA | 12.0L | Not available | Not available | Not applicable | Not available | Not applicable | 16.1KG | Not applicable | 5576 |  |  | Not recorded | Not applicable | No comment
Special Gas Cylinders | LAB6155SP | 2004-01-28 | Manchester Tank Company | USA | 1993-02-01 | Unknown | DOT 4 BA 240 | LPG | Not available | 3.3MPA | 5.48KG | Not available | Not available | Not applicable | Not available | Not applicable | 4.23KG, EW4.53KG | Not applicable | X 153415 |  |  | Not recorded | Not applicable | No comment
Special Gas Cylinders | LAB6156SP | 2004-01-23 | Catalina Cylinders | USA | 2003-02-01 | TH Cochrane Laboratories | DOT 3AL 2015 / TC 3ALM 139 | Oxygen (O2) | 23.2MPA | 13.9MPA | 2.4KG | Not available | Not available | Not applicable | Not available | Not applicable | 2.92KG | Not applicable | NN0398049 |  |  | Not recorded | Not applicable | No comment
Special Gas Cylinders | LAB6157SP | 2004-01-28 | Rheem | Australia | 1982-05-01 | Rheem | ASB 239 | LPG | Not available | 3.3MPA | 23.1 kg | Not available | Not available | Not applicable | Not available | Not applicable | 9.2KG | Not applicable | 318583 |  |  | Not recorded | Not applicable | No comment
Special Gas Cylinders | LAB6158SP | 2004-01-28 | Worthington Cylinders | USA | 1986-04-01 | Unknown | DOT 4E 240 | LPG | Not available | 3.3MPA | 8.3KG | Not available | Not available | Not applicable | Not available | Not applicable | 21.6KG | Not applicable | A0179697 |  |  | Not recorded | Not applicable | No comment
Special Gas Cylinders | LAB6159SP | 2004-01-29 | PCI | Thailand | 1992-08-01 | TISTR (Thailand Institute of Scientific and Technological Research) | AS 2469 | LPG | Not available | 3.3MPA | 4.4KG | Not available | Not available | Not applicable | Not available | Not applicable | 7.15KG | Not applicable | 5644 |  |  | Not recorded | Not applicable | No comment
Special Gas Cylinders | LAB6160SP | 2004-01-29 | Companion | Sweden | 1984-03-01 | Statens Anlaggningsproving | AS 2468 | LPG | Not available | 3.31MPA | 4.8KG | Not available | Not available | Not applicable | Not available | Not applicable | 3.43KG, EW3.61KG | Not applicable | 21836 |  |  | Not recorded | Not applicable | No comment
Special Gas Cylinders | LAB6161SP | 2004-01-29 | Heiser | Austria | 1984-01-01 | Bureau Veritas | BS 5045/1/CM/S | Air - SCUBA | 20.7MPA | 34.3MPA | 9.0L | Not available | Not available | Not applicable | Not available | Not applicable | 11.5KG | Not applicable | K69092 |  |  | Not recorded | Not applicable | No comment
Special Gas Cylinders | LAB6162SP | 2004-01-29 | Catalina Cylinders | USA | 1990-05-01 | Steigerwalt Association | CTC/DOT 3AL 3000 | SCUBA | 20.7MPA | 34.5MPA (567) | Not available | Not available | Not available | Not applicable | Not available | Not applicable | Not available | Not applicable | B83318 |  |  | Not recorded | Not applicable | No comment
Special Gas Cylinders | LAB6163SP | 2004-01-30 | Luxfer Gas Cylinders | USA | 1993-06-01 | Authorised Testing | TC/DOT 3AL 3000 | SCUBA | 20.7MPA | 34.5 MPA | Not available | Not available | Not available | Not applicable | Not available | Not applicable | Not available | Not applicable | P49399 |  |  | Not recorded | Not applicable | No comment
Special Gas Cylinders | LAB6164SP | 2004-01-30 | PCI | Thailand | 1981-11-01 | TISTR (Thailand Institute of Scientific and Technological Research) | ASB 239 | LPG | Not available | 3.3MPA | 21.8KG | Not available | Not available | Not applicable | Not available | Not applicable | 9.88KG, EW10.4KG | Not applicable | 95030 |  |  | Not recorded | Not applicable | No comment
Special Gas Cylinders | LAB6165SP | 2004-01-30 | Worthington Cylinders | Canada | 1992-07-01 | Grand River | CTC 4BA 240 | LPG | Not available | 3.3MPA | 21.4KG | Not available | Not available | Not applicable | Not available | Not applicable | 7.91KG | Not applicable | 411204 |  |  | Not recorded | Not applicable | No comment
Special Gas Cylinders | LAB6166SP | 2004-01-30 | Catalina Cylinders | USA | 1995-10-01 | TH Cochrane Laboratories | DOT 3AL 1800 | Helium (He) - Medical | 12.4MPA | 20.7MPA | 0.867KG | Not available | Not available | Not applicable | Not available | Not applicable | 0.683KG | Not applicable | L02756 |  |  | Not recorded | Not applicable | No comment
Special Gas Cylinders | LAB6167SP | 2004-01-30 | Luxfer Gas Cylinders | USA | 2000-04-01 | Arrowhead Industrial Services | DOT 3AL 2216 | Helium (He) - Medical | 15.3MPA | 25.5MPA | 0.77 | Not available | Not available | Not applicable | Not available | Not applicable | 0.81 kg | Not applicable | BF 54434 |  |  | Not recorded | Not applicable | No comment
Special Gas Cylinders | LAB6168SP | 2004-02-10 | Catalina Cylinders | USA | 1997-09-01 | Arrowhead Industrial Services | DOT 3AL 3000 | SCUBA | 20.7MPA | 34.5MPA | 8.1KG | Not available | Not available | Not applicable | Not available | Not applicable | 11.5KG | Not applicable | AX02874 |  |  | Not recorded | Not applicable | No comment
Special Gas Cylinders | LAB6169SP | 2004-02-10 | Catalina Cylinders | USA | 2003-03-01 | TH Cochrane Laboratories | DOT 3AL 3000 / TC 3ALM 207 | SCUBA | 20.7MPA | 34.5MPA | 11.28KG | Not available | Not available | Not applicable | Not available | Not applicable | 14.85KG | Not applicable | A50337984 |  |  | Not recorded | Not applicable | No comment
Special Gas Cylinders | LAB6170SP | 2004-02-13 | PCI | Thailand | 1994-02-01 | SGS | AS 2469: 1989 | LPG | Not available | 3.3MPA | 9.53KG | Not available | Not available | Not applicable | Not available | Not applicable | 4.81KG | Not applicable | 329 |  |  | Not recorded | Not applicable | No comment
Special Gas Cylinders | LAB6171SP | 2004-02-13 | Faber | Italy | 2003-08-01 | Lloyds Register | BS 5045 | Air | 23.2MPA | 34.8MPA | 3.0L | Not available | Not available | Not applicable | Not available | Not applicable | 3.95KG | Not applicable | 03/8504/016 |  |  | Not recorded | Not applicable | No comment
Special Gas Cylinders | LAB6172SP | 2004-02-13 | Faber | Italy | 2003-08-01 | Lloyds Register | BS 5045 | Oxygen (O2) | 23.2MPA | 34.8MPA | 3.0L | Not available | Not available | Not applicable | Not available | Not applicable | 4.0KG | Not applicable | 03/1753/053 |  |  | Not recorded | Not applicable | No comment
Special Gas Cylinders | LAB6173SP | 2004-02-13 | Faber | Italy | 2003-08-01 | Lloyds Register | BS 5045 | Oxygen (O2) | 23.2MPA | 34.8MPA | 3.0L | Not available | Not available | Not applicable | Not available | Not applicable | 3.94KG | Not applicable | 03/1753/020 |  |  | Not recorded | Not applicable | No comment
Special Gas Cylinders | LAB6174SP | 2004-02-13 | Faber | Italy | 2003-08-01 | Lloyds Register | BS 5045 | Air | 23.2MPA | 34.8MPA | 3.0L | Not available | Not available | Not applicable | Not available | Not applicable | 3.95KG | Not applicable | 03/8504/019 |  |  | Not recorded | Not applicable | No comment
Special Gas Cylinders | LAB6175SP | 2004-02-13 | Faber | Italy | 2003-08-01 | Lloyds Register | BS 5045 | Oxygen (O2) | 23.2MPA | 34.8MPA | 3.0L | Not available | Not available | Not applicable | Not available | Not applicable | 4.0KG | Not applicable | 03/1753/038 |  |  | Not recorded | Not applicable | No comment
Special Gas Cylinders | LAB6176SP | 2004-02-13 | Faber | Italy | 2003-08-01 | Lloyds Register | BS 5045 | Oxygen (O2) | 23.2MPA | 34.8MPA | 3.0L | Not available | Not available | Not applicable | Not available | Not applicable | 4.0KG | Not applicable | 03/1753/021 |  |  | Not recorded | Not applicable | No comment
Special Gas Cylinders | LAB6177SP | 2004-02-13 | Tubermakers | Australia | 1986-03-01 | Tubemakers of Australia | ASB 114 | SF6 | Not available | 26.5MPA | 48.8KG | FR1.34 | Not available | Not applicable | Not available | Not applicable | 51.1KG | Not applicable | 52797 |  |  | Not recorded | Not applicable | No comment
Special Gas Cylinders | LAB6178SP | 2004-02-13 | Tubermakers | Australia | 1980-06-01 | Tubemakers of Australia | ASB 114 | SF6 | Not available | 26.5MPA | 48.6KG | FR1.34 | Not available | Not applicable | Not available | Not applicable | 51.7KG | Not applicable | 23976 |  |  | Not recorded | Not applicable | No comment
Special Gas Cylinders | LAB6179SP | 2004-02-13 | Tubermakers | Australia | 1981-10-01 | Tubemakers of Australia | ASB 114 | SF6 | Not available | 26.5MPA | 48.6KG | FR1.34 | Not available | Not applicable | Not available | Not applicable | 51.3KG | Not applicable | 34628 |  |  | Not recorded | Not applicable | No comment
Special Gas Cylinders | LAB6180SP | 2004-02-18 | Tubermakers | Australia | 1981-08-01 | Tubemakers of Australia | ASB 114 | SF6 | Not available | 26.5MPA | 49.0KG | FR1.34 | Not available | Not applicable | Not available | Not applicable | 51.0KG | Not applicable | 32149 |  |  | Not recorded | Not applicable | No comment
Special Gas Cylinders | LAB6181SP | 2004-02-18 | Heiser | Austria | 1982-11-01 | Bureau Veritas | BS 5045/1/CM/S | Breathing Apparatus | Not available | 20.7MPS | 9.0L | 35.4MPA | Not available | Not applicable | Not available | Not applicable | 11.1KG | Not applicable | F66111 |  |  | Not recorded | Not applicable | No comment
Special Gas Cylinders | LAB6182SP | 2004-02-18 | PCI | Thailand | 1991-06-01 | TISTR (Thailand Institute of Scientific and Technological Research) | AS 2469 | LPG | Not available | 3.3MPA | 2.4KG | Not available | Not available | Not applicable | Not available | Not applicable | 2.04KG, EW2.26KG | Not applicable | 323 |  |  | Not recorded | Not applicable | No comment
Special Gas Cylinders | LAB6183SP - WITHDRAWN 31/10/2017 | 2004-02-18 | CIG (Commonwealth Industrial Gases) | Australia | 1980-08-01 | CIG (Commonwealth Industrial Gases) | AS 1777 | SCUBA | 22.4MPA | 34.5MPA | 11.5KG | Not available | Not available | Not applicable | Not available | Not applicable | 15.55KG | Not applicable | C7403 |  |  | Not recorded | Not applicable | Must not be filled or tested.
Special Gas Cylinders | LAB6184SP - WITHDRAWN 31/10/2017 | 2004-02-27 | CIG (Commonwealth Industrial Gases) | Australia | 1980-08-01 | CIG (Commonwealth Industrial Gases) | AS 1777 | SCUBA | 22.4MPA | 34.5MPA | 11.5KG | Not available | Not available | Not applicable | Not available | Not applicable | 15.55KG | Not applicable | C7412 |  |  | Not recorded | Not applicable | Must not be filled or tested.
Special Gas Cylinders | LAB6185SP | 2004-02-27 | Faber | Italy | 1996-10-01 | Lloyds Register | BS 5045 | SCUBA | 23.2MPA | 34.8MPA | 12.2L | Not available | Not available | Not applicable | Not available | Not applicable | 13.6KG | Not applicable | 96/9534/013 |  |  | Not recorded | Not applicable | No comment
Special Gas Cylinders | LAB6186SP | 2004-02-27 | Luxfer Gas Cylinders | USA | 1998-04-01 | Arrowhead Industrial Services | DOT 3AL 3000 / TC 3ALM 207 | SCUBA | 20.7MPA | 34.5MPA | 11.2KG | Not available | Not available | Not applicable | Not available | Not applicable | 14.11KG | Not applicable | P354220 |  |  | Not recorded | Not applicable | No comment
Special Gas Cylinders | LAB6187SP | 2004-02-27 | Walter Kidde and Co | USA | 1987-07-01 | Arrowhead Industrial Services | CTC/DOT 3AL 3000 | SCUBA | 20.7MPA | 34.5MPA | 11.3KG | Not available | Not available | Not applicable | Not available | Not applicable | 15.4KG | Not applicable | 95287 |  |  | Not recorded | Not applicable | No comment
Special Gas Cylinders | LAB6188SP | 2003-02-27 | Heiser | Austria | 1998-03-01 | Bureau Veritas | HSSS-2 | SCUBA | 23.2MPA | 34.8MPA | 12.0L | Not available | Not available | Not applicable | Not available | Not applicable | 16.2KG | Not applicable | YH1806 |  |  | Not recorded | Not applicable | No comment
Special Gas Cylinders | LAB6189SP | 2004-02-27 | Faber | Italy | 2002-08-01 | Lloyds Register | BS 5045/1/CM/S | SCUBA | 23.2MPA | 34.8MPA | 3.0L | Not available | Not available | Not applicable | Not available | Not applicable | 4.03KG | Not applicable | 02/8473/056 |  |  | Not recorded | Not applicable | No comment
Special Gas Cylinders | LAB6190SP | 2004-02-27 | Faber | Italy | 1997-06-01 | Lloyds Register | BS 5045/1/CM/S | SCUBA | 23.2MPA | 34.8MPA | 3.0L | Not available | Not available | Not applicable | Not available | Not applicable | 3.7KG | Not applicable | 97/9397/190 |  |  | Not recorded | Not applicable | No comment
Special Gas Cylinders | LAB6191SP | 2004-02-27 | Heiser | Austria | 2000-03-01 | Bureau Veritas | BS 5045/1/CM/S | SCUBA | 23.2MPA | 34.8MPA | 12.0L | Not available | Not available | Not applicable | Not available | Not applicable | 14.1KG | Not applicable | EP8139 |  |  | Not recorded | Not applicable | No comment
Special Gas Cylinders | LAB6192SP | 2004-02-27 | Luxfer Gas Cylinders | USA | 1999-12-01 | Arrowhead Industrial Services | DOT 3AL 3000 / TC 3ALM 207 | SCUBA | 20.7MPA | 34.5MPA | 11.2L | Not available | Not available | Not applicable | Not available | Not applicable | 14.28KG | Not applicable | P429767 |  |  | Not recorded | Not applicable | No comment
Special Gas Cylinders | LAB6193SP | 2004-02-27 | Tubermakers | Australia | 1980-10-01 | Arrowhead Industrial Services | ASB 115 | LPG | Not available | 3.3MPA | 2.77KG | Not available | Not available | Not applicable | Not available | Not applicable | TW2.34KG, EW2.36KG | Not applicable | 1017 |  |  | Not recorded | Not applicable | No comment
Special Gas Cylinders | LAB6194SP | 2004-03-01 | Rheem | Australia | 1980-06-01 | Lloyds Register | ASB 239 | LPG | Not available | 3.3MPA | 23.2KG | Not available | Not available | Not applicable | Not available | Not applicable | 9.15KG, EW9.91KG | Not applicable | 9702 |  |  | Not recorded | Not applicable | No comment
Special Gas Cylinders | LAB6195SP | 2004-03-03 | Heiser | Austria | 1983-04-01 | Bureau Veritas | BS 5045 | Breathing Apparatus | 20.7MPA | 35.4MPA | 9.0L | Not available | Not available | Not applicable | Not available | Not applicable | 10.8KG | Not applicable | G95251 |  |  | Not recorded | Not applicable | Ref Dwg # R900 168 43 20 LAB 275 File
Special Gas Cylinders | LAB6196SP | 2004-03-12 | Faber | Italy | 2000-06-01 | Lloyds Register | BS 5045/1/CM/S | SCUBA | 23.2MPA | 34.8MPA | 5.0L | Not available | Not available | Not applicable | Not available | Not applicable | 5.8KG | Not applicable | 00/9440/078 |  |  | Not recorded | Not applicable | No comment
Special Gas Cylinders | LAB6197SP | 2004-03-12 | Marison | USA | 1981-12-01 | TH Cochrane Laboratories | DOT 3AA 2015 | Nitrogen (N2) | 13.89MPA | 23.2MPA | 4.72KG | Not available | Not available | Not applicable | Not available | Not applicable | 6.23KG | Not applicable | 957243 |  |  | Not recorded | Not applicable | No comment
Special Gas Cylinders | LAB6198SP | 2004-03-12 | Worthington Cylinders | USA | 1990-03-01 | Unknown | DOT 4E 240 | LPG | Not available | 3.2MPA | 21.6KG | Not available | Not available | Not applicable | Not available | Not applicable | 5.53KG, EW5.85KG | Not applicable | 24892C |  |  | Not recorded | Not applicable | No comment
Special Gas Cylinders | LAB6199SP | 2004-03-12 | Roth Mions | France | 1992-01-01 | Lloyds Register | BS 5045 | SCUBA | 20.0MPA | 30.0MPA | 15.1L | Not available | Not available | Not applicable | Not available | Not applicable | 19.1KG | Not applicable | 22722 |  |  | Not recorded | Not applicable | No comment
Special Gas Cylinders | LAB6200SP | 2004-03-12 | Catalina Cylinders | USA | 2001-04-01 | TH Cochrane Laboratories | DOT 3AL 3500 | SCUBA | 20.7MPA | 34.5MPA | 1.9L | Not available | Not available | Not applicable | Not available | Not applicable | 2.6KG | Not applicable | AZ008834 |  |  | Not recorded | Not applicable | No comment
Special Gas Cylinders | LAB6201SP | 2004-03-12 | PCI | Thailand | 1988-11-01 | TISTR (Thailand Institute of Scientific and Technological Research) | AS 2469: 1981 | LPG | Not available | 3.3MPA | 11.0KG | Not available | Not available | Not applicable | Not available | Not applicable | 6.5KG, EW6.9KG | Not applicable | 27568 |  |  | Not recorded | Not applicable | No comment
Special Gas Cylinders | LAB6202SP | 2004-03-12 | Wolfedale Cylinders | Canada | 1992-06-01 | Warnock Hersey | CTC 4BA 272 | LPG | Not available | 3.3MPA | 21.8L | Not available | Not available | Not applicable | Not available | Not applicable | 8.3KG | Not applicable | 11366R |  |  | Not recorded | Not applicable | No comment
Special Gas Cylinders | LAB6203SP | 2004-03-12 | Heiser | Austria | 1983-04-01 | Bureau Veritas | BS 5045/1/CM/S | Breathing Apparatus | 20.7MPA | 35.4MPA | 9.0L | Not available | Not available | Not applicable | Not available | Not applicable | 11.1KG, EW11.71KG | Not applicable | G95227 |  |  | Not recorded | Not applicable | No comment
Special Gas Cylinders | LAB6204SP | 2004-03-12 | Ansul | USA | 1981-10-01 | TH Cochrane Laboratories | DOT 3AA 2015 | Nitrogen (N2) | 12.8MPA | 23.1MPA | 4.73KG | Not available | Not available | Not applicable | Not available | Not applicable | 6.45KG | Not applicable | 957445C |  |  | Not recorded | Not applicable | No comment
Special Gas Cylinders | LAB6205SP | 2004-03-22 | Catalina Cylinders | USA | 1999-04-01 | TH Cochrane Laboratories | DOT 3AL 3000 | Air | 20.7MPA | 34.5MPA | 1.87L | Not available | Not available | Not applicable | Not available | Not applicable | 2.54KG | Not applicable | AZ006050 |  |  | Not recorded | Not applicable | No comment
Special Gas Cylinders | LAB6206SP | 2004-03-22 | Faber | Italy | 2001-03-01 | Lloyds Register | BS 5045/1/CM/S | SCUBA | 34.8MPA | 23.2MPA | 7.0L | Not available | Not available | Not applicable | Not available | Not applicable | 8.0KG | Not applicable | 01/669/018 |  |  | Not recorded | Not applicable | No comment
Special Gas Cylinders | LAB6207SP | 2004-03-24 | Faber | Italy | 2001-03-01 | Lloyds Register | BS 5045/1/CM/S | SCUBA | 34.8MPA | 23.2MPA | 7.0L | Not available | Not available | Not applicable | Not available | Not applicable | 8.0KG | Not applicable | 01/669/150 |  |  | Not recorded | Not applicable | No comment
Special Gas Cylinders | LAB6208SP | 2004-03-24 | Luxfer Gas Cylinders | UK | 1998-09-01 | BIE (British Inspection Engineers) | BS 5045-3 | Air | 30.0MPA | 20.0MPA | 1.0L | Not available | Not available | Not applicable | Not available | Not applicable | 1.19KG | Not applicable | N91724 |  |  | Not recorded | Not applicable | No comment
Special Gas Cylinders | LAB6209SP | 1001-01-01 | Luxfer Gas Cylinders | USA | 2001-07-01 | Arrowhead Industrial Services | TC 3ALM 207 / DOT 3AL 3000 | SCUBA | 34.5MPA | 20.7MPA | 11.23L | Not available | Not available | Not applicable | Not available | Not applicable | 14.34KG | Not applicable | P500882 |  |  | Not recorded | Not applicable | No comment
Special Gas Cylinders | LAB6210SP | 2004-03-30 | Unknown | Not available | 1001-01-01 | Unknown | Not available | Not available | Not available | Not available | Not available | Not available | Not available | Not applicable | Not available | Not applicable | Not available | Not applicable | - |  |  | Not recorded | Not applicable | No comment
Special Gas Cylinders | LAB6211SP | 2004-03-30 | Gerzat | France | 1994-09-01 | Apragaz | BS 5045-3 | Carbon dioxide (CO2) | Not available | 20.0MPA | 3.0L | FR0.667 | Not available | Not applicable | Not available | Not applicable | Not available | Not applicable | 12064 |  |  | Not recorded | Not applicable | No comment
Special Gas Cylinders | LAB6212SP | 2004-03-30 | Luxfer Gas Cylinders | USA | 2000-06-01 | Arrowhead Industrial Services | TC 3ALM 207 / DOT 3AL 3000 | SCUBA | 20.7MPA | 34.5MPA | 11.24L | Not available | Not available | Not applicable | Not available | Not applicable | 14.85KG | Not applicable | P452383 |  |  | Not recorded | Not applicable | No comment
Special Gas Cylinders | LAB6213SP | 2004-08-13 | Luxfer Gas Cylinders | USA | 1996-08-01 | Authorised Testing | DOT 3AL 2015 | Oxygen (O2) | 13.9MPA | 23.2MPA | 4.67KG | Not available | Not available | Not applicable | Not available | Not applicable | Not available | Not applicable | E435687 |  |  | Not recorded | Not applicable | No comment
Special Gas Cylinders | LAB6214SP | 2004-08-16 | Faber | Italy | 2002-10-01 | Lloyds Register | BS 5045/1/CM/S | SCUBA | 34.8MPA | 23.2MPA | 7.0L | Not available | Not available | Not applicable | Not available | Not applicable | 7.9KG | Not applicable | WA15810 |  |  | Not recorded | Not applicable | No comment
Special Gas Cylinders | LAB6215SP | 2004-08-16 | SMPC (Sahamiter Pressure Container Ltd) | Thailand | 1994-01-01 | TISTR (Thailand Institute of Scientific and Technological Research) | DOT 4BA 240 | LPG | Not available | 3.4MPA | 26.2L | Not available | Not available | Not applicable | Not available | Not applicable | 13.5KG | Not applicable | 13455 |  |  | Not recorded | Not applicable | No comment
Special Gas Cylinders | LAB6216SP - WITHDRAWN 31/10/2017 | 2004-08-16 | Luxfer Gas Cylinders | USA | 1981-05-01 | Authorised Testing | CTC/DOT E 6498 3000 | SCUBA | 20.7MPA | 34.5MPA | 11.23KG | Not available | Not available | Not applicable | Not available | Not applicable | 14.47KG. | Not applicable | P426494 |  |  | Not recorded | Not applicable | Must not be filled or tested.
Special Gas Cylinders | LAB6217SP | 2004-08-16 | Heiser | Austria | 1990-06-01 | Bureau Veritas | BS 5045/1/CM/S | Air | 30.0MPA | 45.1MPA | 11.3KG | Not available | Not available | Not applicable | Not available | Not applicable | 17.1KG | Not applicable | V2461 |  |  | Not recorded | Not applicable | No comment
Special Gas Cylinders | LAB6218SP | 2004-08-17 | Heiser | Austria | 1984-02-01 | Bureau Veritas | BS 5045 | Air | 20.0MPA | 33.1MPA | 2.0L | Not available | Not available | Not applicable | Not available | Not applicable | 2.39KG | Not applicable | K70402v |  |  | Not recorded | Not applicable | No comment
Special Gas Cylinders | LAB6219SP | 2004-08-17 | Chesterfield Special Cylinders | UK | 1985-05-01 | BIE (British Inspection Engineers) | BS 5045/1/CM/S | Argon (Ar) | 20.0MPA | 30.0MPA | 20.6KG | Not available | Not available | Not applicable | Not available | Not applicable | 27.6KG, EW28.4KG | Not applicable | 1437490 |  |  | Not recorded | Not applicable | No comment
Special Gas Cylinders | LAB6220SP | 2004-08-17 | Heiser | Austria | 1983-04-01 | Bureau Veritas | BS 5045/1/CM/S | Breathing Apparatus | 20.7MPA | 35.4MPA | 9.0L | Not available | Not available | Not applicable | Not available | Not applicable | 11.2KG | Not applicable | G95376 |  |  | Not recorded | Not applicable | No comment
Special Gas Cylinders | LAB6221SP | 2004-08-27 | Heiser | Austria | 1982-10-01 | Unknown | BS 5045 | Breathing Apparatus | 20.7MPA | 35.4MPA | 9.0KG | Not available | Not available | Not applicable | Not available | Not applicable | 11.4KG | Not applicable | 65721 |  |  | Not recorded | Not applicable | No comment
Special Gas Cylinders | LAB6222SP | 2004-08-27 | Hume | Singapore | 1980-06-01 | SGS | ASB 115 | LPG | Not available | 3.3MPA | 6.0KG | Not available | Not available | Not applicable | Not available | Not applicable | 3.9KG, EN4.22KG | Not applicable | 4115 |  |  | Not recorded | Not applicable | No comment
Special Gas Cylinders | LAB6223SP | 2004-08-27 | Luxfer Gas Cylinders | UK | 1996-01-01 | Lloyds Register | BS 5045-3 | SCUBA | 23.2MPA | 34.8MPA | 3.0L | Not available | Not available | Not applicable | Not available | Not applicable | 3.8KG | Not applicable | P3013/A/607 |  |  | Not recorded | Not applicable | No comment
Special Gas Cylinders | LAB6224SP | 2004-08-27 | Heiser | Austria | 1983-04-01 | Bureau Veritas | BS 5045 | Breathing Apparatus | 20.7MPA | 35.4MPA | 9.0KG | Not available | Not available | Not applicable | Not available | Not applicable | 11.9KG | Not applicable | 95382 |  |  | Not recorded | Not applicable | No comment
Special Gas Cylinders | LAB6225SP | 2004-08-27 | PCI | Thailand | 1981-11-01 | TISTR (Thailand Institute of Scientific and Technological Research) | ASB 239 | LPG | 10.4KG | 3.3MPA | 22.0KG | Not available | Not available | Not applicable | Not available | Not applicable | 9.9KG | Not applicable | 95407 |  |  | Not recorded | Not applicable | No comment
Special Gas Cylinders | LAB6226SP | 2004-08-27 | Catalina Cylinders | USA | 1994-08-01 | Arrowhead Industrial Services | TC 3ALM 207 / DOT 3AL 3000 | Air | 20.7MPA | 34.5MPA | 1.83KG | Not available | Not available | Not applicable | Not available | Not applicable | 2.49KG | Not applicable | AZ 00923 |  |  | Not recorded | Not applicable | No comment
Special Gas Cylinders | LAB6227SP | 2004-08-30 | Luxfer Gas Cylinders | USA | 1989-02-01 | Arrowhead Industrial Services | CTC/DOT 3AL 3000 | Air | 20.7MPA | 34.5MPA | 1.92KG | Not available | Not available | Not applicable | Not available | Not applicable | 2.62 kg | Not applicable | NN 14281 |  |  | Not recorded | Not applicable | No comment
Special Gas Cylinders | LAB6228SP | 2004-09-13 | IWKA | Germany | 1982-09-01 | TUV (Technische Ueberwachungs Verein) | BS 5045 | Air | 22.8MPA | 39.2MPA | 12.0L | Not available | Not available | Not applicable | Not available | Not applicable | 14.78KG | Not applicable | 857 |  |  | Not recorded | Not applicable | No comment
Special Gas Cylinders | LAB6229SP | 2004-09-13 | Faber | Italy | 1989-10-01 | Lloyds Register | BS 5045/1/CM/S | SCUBA | 23.2MPA | 34.8MPA | 15.0L | Not available | Not available | Not applicable | Not available | Not applicable | 16.4KG | Not applicable | 89/9655/096 |  |  | Not recorded | Not applicable | No comment
Special Gas Cylinders | LAB6230SP | 2004-09-13 | SMPC (Sahamiter Pressure Container Ltd) | Thailand | 2017-01-12 | Authorised Testing | DOT 4BA 240 | LPG | Not available | 3.3MPA | 21.31KG | Not available | Not available | Not applicable | Not available | Not applicable | 8.85KG | Not applicable | 4524 |  |  | Not recorded | Not applicable | No comment
Special Gas Cylinders | LAB6231SP | 2004-09-13 | SMPC (Sahamiter Pressure Container Ltd) | Thailand | 2017-01-12 | Authorised Testing | DOT 4BA 240 | LPG | Not available | 3.3MPA | 21.31KG | Not available | Not available | Not applicable | Not available | Not applicable | 8.85KG | Not applicable | 4240 |  |  | Not recorded | Not applicable | No comment
Special Gas Cylinders | LAB6232SP | 2004-09-13 | SMPC (Sahamiter Pressure Container Ltd) | Thailand | 1961-12-01 | Authorised Testing | DOT 4BA 240 | LPG | Not available | 3.3MPA | 21.31KG | Not available | Not available | Not applicable | Not available | Not applicable | 8.85KG | Not applicable | 4566 |  |  | Not recorded | Not applicable | No comment
Special Gas Cylinders | LAB6233SP | 2004-09-13 | SMPC (Sahamiter Pressure Container Ltd) | Thailand | 2001-12-01 | Authorised Testing | DOT 4BA 240 | LPG | Not available | 3.3MPA | 21.31KG | Not available | Not available | Not applicable | Not available | Not applicable | 8.85KG | Not applicable | 4668 |  |  | Not recorded | Not applicable | No comment
Special Gas Cylinders | LAB6234SP | 2004-09-13 | Heiser | Austria | 1998-04-01 | Bureau Veritas | BS 5045 | Air | 20.7MPA | 31.2MPA | 1.0L | Not available | Not available | Not applicable | Not available | Not applicable | 1.42KG | Not applicable | CV6406 |  |  | Not recorded | Not applicable | No comment
Special Gas Cylinders | LAB6235SP | 2004-09-16 | Rheem | Australia | 1981-02-01 | Lloyds Register | ASB 239 | LPG | Not available | 3.3MPA | 23.45KG | Not available | Not available | Not applicable | Not available | Not applicable | 9.2KG, EW9.74KG | Not applicable | 12079 |  |  | Not recorded | Not applicable | No comment
Special Gas Cylinders | LAB6236SP | 2004-09-16 | PCI | Thailand | 1994-08-01 | SGS | BS 5045/2/11A | LPG | Not available | 3.49MPA | 14.5L | Not available | Not available | Not applicable | Not available | Not applicable | EW9.6KG | Not applicable | 75855 |  |  | Not recorded | Not applicable | No comment
Special Gas Cylinders | LAB6237SP | 2004-09-16 | PCI | Thailand | 1981-11-01 | TISTR (Thailand Institute of Scientific and Technological Research) | ASB 239 | LPG | Not available | 3.3MPA | 22.4KG | Not available | Not available | Not applicable | Not available | Not applicable | 9.9KG, EW10.4KG | Not applicable | 9558 |  |  | Not recorded | Not applicable | No comment
Special Gas Cylinders | LAB6238SP | 2004-09-16 | Heiser | Austria | 1985-05-01 | Bureau Veritas | BS 5045/1/CM/S | SCUBA | 22.8MPA | 37.9MPA | 14.7KG | Not available | Not available | Not applicable | Not available | Not applicable | 12.0L | Not applicable | 5489 |  |  | Not recorded | Not applicable | No comment
Special Gas Cylinders | LAB6239SP | 2004-09-16 | IWKA | Germany | 1984-07-01 | TUV (Technische Ueberwachungs Verein) | BS 5045 | Breathing Apparatus | 20.7MPA | 35.4MPA | 9.0KG | Not available | Not available | Not applicable | Not available | Not applicable | 11.32KG | Not applicable | 0688EB1563 |  |  | Not recorded | Not applicable | No comment
Special Gas Cylinders | LAB6240SP | 2004-09-16 | IWKA | Germany | 1984-07-01 | TUV (Technische Ueberwachungs Verein) | BS 5045 | Breathing Apparatus | 20.7MPA | 35.4MPA | 9.0KG | Not available | Not available | Not applicable | Not available | Not applicable | 11.28KG | Not applicable | 0688EB1755 |  |  | Not recorded | Not applicable | No comment
Special Gas Cylinders | LAB6241SP | 2004-09-16 | PCI | Thailand | 1981-11-01 | TISTR (Thailand Institute of Scientific and Technological Research) | ASB 239 | LPG | Not available | 3.3MPA | 22.0KG | Not available | Not available | Not applicable | Not available | Not applicable | 10.1KG | Not applicable | 95283 |  |  | Not recorded | Not applicable | No comment
Special Gas Cylinders | LAB6242SP | 2004-09-28 | Manchester Tank Company | USA | 2003-04-01 | Arrowhead Industrial Services | DOT 4BA 240 | LPG | Not available | 3.3MPA | 32.4L | Not available | Not available | Not applicable | Not available | Not applicable | 11.48 kg | Not applicable | 4304711 |  |  | Not recorded | Not applicable | No comment
Special Gas Cylinders | LAB6243SP | 2004-09-28 | IWKA | Germany | 1989-03-01 | TUV (Technische Ueberwachungs Verein) | LASS | Air | 20.7MPA | 35.4MPA | 11.0L | Not available | Not available | Not applicable | Not available | Not applicable | 10.06KG | Not applicable | 805EB 5508 |  |  | Not recorded | Not applicable | No comment
Special Gas Cylinders | LAB6244SP | 2004-09-28 | IWKA | Germany | 1989-02-01 | Tubemakers of Australia | LASS | Air | 20.7MPA | 35.4MPA | 11.0L | Not available | Not available | Not applicable | Not available | Not applicable | 10.02KG | Not applicable | 805EB 5213 |  |  | Not recorded | Not applicable | No comment
Special Gas Cylinders | LAB6245SP | 2004-09-30 | Heiser | Austria | 1982-07-01 | Bureau Veritas | BS 5045 | SCUBA | 20.7MPA | 35.4MPA | 9.0KG | Not available | Not available | Not applicable | Not available | Not applicable | 11.6KG | Not applicable | 65151 |  |  | Not recorded | Not applicable | No comment
Special Gas Cylinders | LAB6246SP | 2004-09-30 | Heiser | Austria | 1982-11-01 | Vickers | BS 5045/1/CM/S | SCUBA | 20.7MPA | 35.4MPA | 9.0L | Not available | Not available | Not applicable | Not available | Not applicable | 11.2KG | Not applicable | F66314 |  |  | Not recorded | Not applicable | No comment
Special Gas Cylinders | LAB6247SP | 2004-09-30 | Chesterfield Special Cylinders | UK | 1981-11-01 | BIE (British Inspection Engineers) | BS 5045/1/CM/S | SCUBA | 20.6MPA | 37.1MPA | 8.96KG | Not available | Not available | Not applicable | Not available | Not applicable | 12.2KG | Not applicable | 07321152Z 769 |  |  | Not recorded | Not applicable | No comment
Special Gas Cylinders | LAB6248SP | 2004-09-30 | Rheem | Australia | 1981-05-01 | Lloyds Register | ASB 239 | LPG | Not available | 3.3MPA | 23.55KG | Not available | Not available | Not applicable | Not available | Not applicable | 9.3KG | Not applicable | 13173 |  |  | Not recorded | Not applicable | No comment
Special Gas Cylinders | LAB6249SP | 2004-09-30 | PCI | Thailand | 1994-05-01 | SGS | AS 2469 | LPG | Not available | 3.3MPA | 7.15KG | Not available | Not available | Not applicable | Not available | Not applicable | 4.16KG | Not applicable | 4671 |  |  | Not recorded | Not applicable | No comment
Special Gas Cylinders | LAB6250SP | 2004-09-30 | Luxfer Gas Cylinders | USA | 2000-06-01 | Arrowhead Industrial Services | TC 3ALM / DOT 3AL | SCUBA | 20.7MPA | 34.5MPA | 11.4KG | Not available | Not available | Not applicable | Not available | Not applicable | 14.75KG | Not applicable | P458815 |  |  | Not recorded | Not applicable | No comment
Special Gas Cylinders | LAB6251SP | 2004-09-30 | Rheem | Australia | 1981-05-01 | Lloyds Register | ASB 239 | LPG | Not available | 3.3MPA | 23.45KG | Not available | Not available | Not applicable | Not available | Not applicable | 9.35KG | Not applicable | 13235 |  |  | Not recorded | Not applicable | No comment
Special Gas Cylinders | LAB6252SP | 2004-09-30 | CIG (Commonwealth Industrial Gases) | Australia | 1987-01-01 | CIG (Commonwealth Industrial Gases) | AS 1777 | Air | 17.2MPA | 28.5MPA | 31.8L | Not available | Not available | Not applicable | Not available | Not applicable | 33.4KG | Not applicable | HA372 |  |  | Not recorded | Not applicable | Change traffic - 0xy to air- formerly LAB 013
Special Gas Cylinders | LAB7000SP | 2004-11-11 | CIG (Commonwealth Industrial Gases) | Australia | 1984-10-01 | CIG (Commonwealth Industrial Gases) | AS 1777 | Air | 22.4 MPA | 343.5MPA | 11.6KG | 3/4 NPSM | 182mm | Not applicable | 695mm | Not applicable | 16.38KG | Not applicable | C8708 |  |  | Not recorded | Not applicable | No comment
Special Gas Cylinders | LAB7001SP | 2004-11-18 | Merloni | Italy | 1985-03-01 | Bureau Veritas | AS 2469 | LPG | Not available | 3.3MPa | 4.76kg | Not available | 190mm | Not applicable | 289mm | Not applicable | 3.99kg | Not applicable | 5543 |  |  | Not recorded | Not applicable | No comment
Special Gas Cylinders | LAB70010SP | 2005-01-19 | Catalina Cylinders | Not available | 2004-06-01 | TH Cochrane Laboratories | DOT 3AL 3000 / TC 3ALM 207 | Air | 20.7Mpa | 34.5MPa | 11.24l | 3/4NPSM | 185mm | Not applicable | 660mm | Not applicable | 14.11kg | Not applicable | AS0377618 |  |  | Not recorded | Not applicable | No comment
Special Gas Cylinders | LAB70011SP | 2005-01-19 | Catalina Cylinders | Not available | 2004-07-01 | TH Cochrane Laboratories | DOT 3AL 3000 / TC 3ALM 207 | Air | 20.7Mpa | 34.5MPa | 11.22l | 3/4NPSM | 185mm | Not applicable | 660mm | Not applicable | 14.25kg | Not applicable | AS0380331 |  |  | Not recorded | Not applicable | No comment
Special Gas Cylinders | LAB7002SP | 2004-11-18 | IWKA | Germany | 1988-06-01 | TUV (Technische Ueberwachungs Verein) | BS 5045/1/CM/S | Air | 228bar | 342bar | 15.0 L | Not available | 210 | Not applicable | 620 | Not applicable | 15.9kg | Not applicable | 11916EB1188 |  |  | Not recorded | Not applicable | No comment
Special Gas Cylinders | LAB7003SP | 2004-11-18 | Faber | Italy | 1995-09-01 | Lloyds Register | BS 5045/1/CM/S | SCUBA | 23.4MPa | 34.8MPa | 15L | M25X2 | 203mm | Not applicable | 610mm | Not applicable | 18kg | Not applicable | 106/050 |  |  | Not recorded | Not applicable | No comment
Special Gas Cylinders | LAB7004SP | 2004-11-19 | PCI | Thailand | 1994-03-01 | SGS | AS 2470 | LPG | Not available | 3.3MPa | 21.6kg | 3/4" NGT | 330mm | Not applicable | 470mm | Not applicable | 9.85kg | Not applicable | 16970 |  |  | Not recorded | Not applicable | No comment
Special Gas Cylinders | LAB7005SP | 2004-11-19 | Manchester Tank Company | USA | 2003-04-01 | Arrowhead Industrial Services | DOT 4BA 240 | LPG | Not available | DT4.7 | 32.4L | Not available | 310mm | Not applicable | 595mm | Not applicable | 10.96kg EW11.46kg | Not applicable | TO 430330JS |  |  | Not recorded | Not applicable | No comment
Special Gas Cylinders | LAB7006SP | 2004-11-19 | Faber | Italy | 1998-02-01 | Lloyds Register | BS 5045 | Breathing Apparatus | 232bar | 348bar | 3.0L | M25X2 | 100mm | Not applicable | 500mm | Not applicable | 3.5kg | Not applicable | 9256/062 |  |  | Not recorded | Not applicable | No comment
Special Gas Cylinders | LAB7007SP | 2004-12-20 | Heiser | Austria | 1993-04-01 | Bureau Veritas | BS 5045 | Breathing Apparatus | 207 bar | 354 bar | 9.0l | 0.715in BS341 | 176mm | Not applicable | 498mm | Not applicable | 11.2kg | Not applicable | G95300 |  |  | Not recorded | Not applicable | No comment
Special Gas Cylinders | LAB7008SP | 2004-12-20 | Heiser | Austria | 1986-08-01 | Bureau Veritas | BS 5045 | Air | 200 bar | 304 bar | 9.0l | 0.715in BS341 | 178mm | Not applicable | 498mm | Not applicable | 9.97kg | Not applicable | N85369 |  |  | Not recorded | Not applicable | No comment
Special Gas Cylinders | LAB7010SP | 2004-12-23 | Rheem | Not available | 1980-08-01 | Rheem | ASB 239 | LPG | Not available | 3.3MPA | 11.2kg | 3/4" NGT | 260mm | Not applicable | 400.5mm | Not applicable | 6.15kg | Not applicable | H027811 |  |  | Not recorded | Not applicable | No comment
Special Gas Cylinders | LAB7012SP | 2005-01-19 | PCI | Thailand | 1992-10-01 | TISTR (Thailand Institute of Scientific and Technological Research) | AS 2470: 1989 | LPG | Not available | 3.3MPA | 30.9kg | 3/4" NGT | 355.8mm | Not applicable | Not available | Not applicable | 13.4kg | Not applicable | PCI-92-002036 |  |  | Not recorded | Not applicable | No comment
Special Gas Cylinders | LAB7013SP | 2005-01-19 | PCI | Thailand | 1994-06-01 | SGS | AS 2470: 1989 | LPG | Not available | 3.3MPA | 21.6kg | 3/4" NGT | 320mm | Not applicable | Not available | Not applicable | 9.80kg | Not applicable | PCI-94-032190 |  |  | Not recorded | Not applicable | No comment
Special Gas Cylinders | LAB7014SP - WITHDRAWN 31/10/2017 | 2005-01-19 | Luxfer Gas Cylinders | Not available | 1980-06-01 | Authorised Testing | DOT E 6498 3000 | Air | 3000psi | 34500KPA | 11.2kg | 3/4" NPSM | 185mm | Not applicable | 662mm | Not applicable | 14.4kg | Not applicable | P33446389 |  |  | Not recorded | Not applicable | Must not be filled or tested.
Special Gas Cylinders | LAB7015SP | 2005-01-19 | Brunner | Not available | 1993-01-01 | ASME (American Association of Mechanical Engineers) | ASME 8/1 | LPG | 2.15 Mpa | 3.3 MPa | 13.3kg | Multi Valve | 13 inch | Not applicable | 24 inch | Not applicable | 26.1kg | Not applicable | BG3122 |  |  | Not recorded | Not applicable | No comment
Special Gas Cylinders | LAB7016SP | 2005-01-20 | Roth Mions | France | 2004-02-01 | Lloyds Register | BS 5045/1/CM/S | Air | 23.2MPA | 34.8MPA | 12.0L | M25/2 | 205mm | Not applicable | 550mm | Not applicable | 16.4kg | Not applicable | 40464 |  |  | Not recorded | Not applicable | No comment
Special Gas Cylinders | LAB7017SP | 2005-01-20 | Rheem | Not available | 1980-06-01 | Rheem | ASB 239 | LPG | Not available | 3.3MPA | 11.3kg | 3/4" NGT | 260mm | Not applicable | 410mm | Not applicable | 6.63kg | Not applicable | 6024 |  |  | Not recorded | Not applicable | No comment
Special Gas Cylinders | LAB7018SP | 2005-01-20 | IWKA | Germany | 1985-07-01 | TUV (Technische Ueberwachungs Verein) | BS 5045/1/CM/S | Air | 207 bar | 34.3MPA | 15 L | M25/2 | 205 | Not applicable | 625 | Not applicable | 16.0kg | Not applicable | 11916EB3697 |  |  | Not recorded | Not applicable | No comment
Special Gas Cylinders | LAB7019SP | 2005-01-20 | Heiser | Austria | 1982-07-01 | Bureau Veritas | BS 5045/1/CM/S | Air | 207Bar | 354Bar | 9.0L | Din477 | 178mm | Not applicable | 505mm | Not applicable | 12kg | Not applicable | F65223V |  |  | Not recorded | Not applicable | No comment
Special Gas Cylinders | LAB7020SP | 2005-01-20 | Faber | Italy | 1992-07-01 | Lloyds Register | BS 5045/1/CM/S | Air | 23.2MPA | 34.8MPA | 11.5L | M25/2 | 179mm | Not applicable | 535mm | Not applicable | 11.8kg | Not applicable | 92/9602/001 |  |  | Not recorded | Not applicable | No comment
Special Gas Cylinders | LAB7021SP | 2005-01-20 | Faber | Italy | 1992-07-01 | Lloyds Register | BS 5045/1/CM/S | Air | 23.2MPA | 34.8MPA | 11.5L | M25/2 | 179mm | Not applicable | 535mm | Not applicable | 11.8kg | Not applicable | 92/9602/024 |  |  | Not recorded | Not applicable | No comment
Special Gas Cylinders | LAB7022SP | 2005-01-20 | Faber | Italy | 1994-03-01 | Lloyds Register | BS 5045/1/CM/S | Air | 30.0MPA | 46.5MPA | 12.0L | M25/2 | 178mm | Not applicable | 640mm | Not applicable | 17.1kg | Not applicable | 92/9602/084 |  |  | Not recorded | Not applicable | No comment
Special Gas Cylinders | LAB7023SP | 2005-01-20 | Manchester Tank Company | Not available | 2002-07-01 | Arrowhead Industrial Services | DOT 4BA 240 / TC 4BAM 16 | LPG | Not available | 3.3MPA | 32.6L | 3/4" NGT | 307mm | Not applicable | 600mm | Not applicable | 11.5kg | Not applicable | 0195441T |  |  | Not recorded | Not applicable | No comment
Special Gas Cylinders | LAB7024SP | 2005-01-20 | Faber | Italy | 2002-07-01 | Lloyds Register | BS 5045/1/CM/S | Air | 232 Bar | 348 Bar | 7.0L | 3/4" NPSM | 140mm | Not applicable | 605mm | Not applicable | 8.0 kg | Not applicable | 02/548/014 |  |  | Not recorded | Not applicable | No comment
Special Gas Cylinders | LAB7025SP | 2005-01-20 | Faber | Italy | 2002-07-01 | Lloyds Register | BS 5045/1/CM/S | Air | 232 Bar | 348 Bar | 7.0L | 3/4" NPSM | 140mm | Not applicable | 605mm | Not applicable | 8.0 kg | Not applicable | 02/5148/001 |  |  | Not recorded | Not applicable | No comment
Special Gas Cylinders | LAB7026SP | 2005-01-20 | Faber | Italy | 2002-05-01 | Lloyds Register | BS 5045/1/CM/S | Air | 232 Bar | 348 Bar | 10.5L | 3/4.14 | 181mm | Not applicable | 560mm | Not applicable | 8.0 kg | Not applicable | 02/1125/042 |  |  | Not recorded | Not applicable | No comment
Special Gas Cylinders | LAB7027SP | 2005-01-20 | Faber | Italy | 2002-05-01 | Lloyds Register | BS 5045/1/CM/S | Air | 232 Bar | 348 Bar | 10.5L | 3/4.14 | 181mm | Not applicable | 560mm | Not applicable | 11.6kg | Not applicable | 02/300/013 |  |  | Not recorded | Not applicable | No comment
Special Gas Cylinders | LAB7028SP | 2005-01-20 | Faber | Italy | 2001-10-01 | Lloyds Register | BS 5045/1/CM/S | Air | 232 Bar | 356 Bar | 18L | 3/4" NPSM | 204mm | Not applicable | 720mm | Not applicable | 22.2kg | Not applicable | 01/2758/064 |  |  | Not recorded | Not applicable | No comment
Special Gas Cylinders | LAB7029SP | 2005-01-20 | Faber | Italy | 2001-10-01 | Lloyds Register | BS 5045/1/CM/S | Air | 232 Bar | 356 Bar | 18L | 3/4" NPSM | 204mm | Not applicable | 720mm | Not applicable | 22.2kg | Not applicable | 01/2758/049 |  |  | Not recorded | Not applicable | No comment
Special Gas Cylinders | LAB7030SP | 2005-01-20 | Luxfer Gas Cylinders | Not available | 2000-05-01 | Arrowhead Industrial Services | DOT 3AL 3000 | Air | 3000psi | 34.5MPA | 9.1L | NPSM | 185mm | Not applicable | 555mm | Not applicable | 12.24kg | Not applicable | PP38110 |  |  | Not recorded | Not applicable | No comment
Special Gas Cylinders | LAB7031SP | 2005-01-20 | Luxfer Gas Cylinders | Not available | 1987-10-01 | Lloyds Register | BS 5045-3 | Air | 213.2MPA | 34.8MPA | 12.2L | 3/4" BSP | 204mm | Not applicable | 630mm | Not applicable | 16.5kg | Not applicable | 832A |  |  | Not recorded | Not applicable | No comment
Special Gas Cylinders | LAB7032SP | 2005-01-20 | Luxfer Gas Cylinders | Not available | 1987-10-01 | Lloyds Register | BS 5045-3 | Air | 213.2MPA | 34.8MPA | 12.2L | 3/4" BSP | 204mm | Not applicable | 630mm | Not applicable | 16.5kg | Not applicable | 843A |  |  | Not recorded | Not applicable | No comment
Special Gas Cylinders | LAB7033SP | 2005-01-20 | Mangels | Brazil | 1982-03-01 | Bureau Veritas | ASB 239 | LPG | Not available | 3.4MPA | 10.6kg | 0.715 x14 | 250mm | Not applicable | 330mm | Not applicable | 5.88kg | Not applicable | 933 |  |  | Not recorded | Not applicable | No comment
Special Gas Cylinders | LAB7034SP | 2005-01-21 | Catalina Cylinders | Not available | 1994-08-01 | Arrowhead Industrial Services | DOT 3AL 3000 | Air | 207Bar | Not available | 2.9L | 3/4" NPSM | 110mm | Not applicable | 310mm | Not applicable | 2.4kg | Not applicable | AZ00733 |  |  | Not recorded | Not applicable | No comment
Special Gas Cylinders | LAB7035SP | 2005-01-25 | McMillan | Australia | 1994-02-01 | Av Ox | AS 2470 | LPG | Not available | 3.3MPA | 22kg | Not available | 300mm | Not applicable | 465mm | Not applicable | 9.15 kg | Not applicable | K49207 |  |  | Not recorded | Not applicable | No comment
Special Gas Cylinders | LAB7036SP | 2005-01-25 | Manchester Tank Company | Not available | 1985-01-01 | ASME (American Association of Mechanical Engineers) | ASME 8/1 | LPG | 2.2MPA | 3.6MPA | 3.2US Gallons | 1" (2 necks) | 151mm | Not applicable | 770mm | Not applicable | 12.7kg | Not applicable | P826656 |  |  | Not recorded | Not applicable | No comment
Special Gas Cylinders | LAB7037SP | 2005-01-25 | Hume | Singapore | 1980-06-01 | SGS | ASB 115 | LPG | Not available | 3.3MPA | 6.0kg | Not available | 230mm | Not applicable | 285mm | Not applicable | 3.9kg | Not applicable | 64546 |  |  | Not recorded | Not applicable | No comment
Special Gas Cylinders | LAB7038SP | 2005-01-25 | Asahi:Seisakusho | Japan | 1986-12-01 | Bureau Veritas | ASB 113 | Carbon dioxide (CO2) | Not available | 20.7MPA | 3.49kg | 1 NB | 100mm | Not applicable | 570mm | Not applicable | 6.43kg | Not applicable | 12382 |  |  | Not recorded | Not applicable | No comment
Special Gas Cylinders | LAB7039SP | 2005-01-25 | Luxfer Gas Cylinders | Not available | 2004-08-01 | Arrowhead Industrial Services | DOT 3AL | Oxygen (O2) - Medical | 153 Bar | Not available | 4.0L | Not available | 135mm | Not applicable | 435mm | Not applicable | 3.94kg | Not applicable | HH35018 |  |  | Not recorded | Not applicable | No comment
Special Gas Cylinders | LAB7040SP | 2005-01-25 | Faber | Italy | 1999-02-01 | Lloyds Register | BS 5045/1/CM/S | Air | 232 Bar | 348 Bar | 3.0L | M25x2 | 4.0inches | Not applicable | 510mm | Not applicable | 3.7kg | Not applicable | 99/9232/052 |  |  | Not recorded | Not applicable | No comment
Special Gas Cylinders | LAB7041SP | 2005-01-25 | Faber | Italy | 2002-04-01 | Lloyds Register | BS 5045/1/CM/S | Oxygen (O2) | 232 Bar | 348 Bar | 3.0L | M25x2 | 4.0inches | Not applicable | 510mm | Not applicable | 4.0 kg | Not applicable | 02/8242/117 |  |  | Not recorded | Not applicable | No comment
Special Gas Cylinders | LAB7042SP | 2005-01-25 | Faber | Italy | 2002-04-01 | Lloyds Register | BS 5045/1/CM/S | Air - EANX | 232 Bar | 348 Bar | 3.0L | M25x2 | 3.9inches | Not applicable | 510mm | Not applicable | 4.0 kg | Not applicable | 97/9402/040 |  |  | Not recorded | Not applicable | No comment
Special Gas Cylinders | LAB7043SP | 2005-01-25 | Faber | Italy | 1992-07-01 | Lloyds Register | BS 5045/1/CM/S | Air | 23.2 MPA | 34.8 MPA | 11.5kg | M25x2 | 179mm | Not applicable | 535mm | Not applicable | 11.8kg | Not applicable | 92/9602/001 92/9602/024 |  |  | Not recorded | Not applicable | No comment
Special Gas Cylinders | LAB7044SP | 2005-01-25 | Faber | Italy | 1994-03-01 | Lloyds Register | BS 5045/1/CM/S | Air | 30.0MPA | 46.5MPA | 12L | M25x2 | 178mm | Not applicable | 640mm | Not applicable | 17.1kg | Not applicable | 94/9642/084 |  |  | Not recorded | Not applicable | No comment
Special Gas Cylinders | LAB7045SP | 2005-01-25 | Showa Koatsu | Japan | 2005-06-01 | Arrowhead Industrial Services | ASB 114 | Not available | 17.8MPA | 26.5MPA | 48.6L | 1" BS341 | 205mm | Not applicable | 1420mm | Not applicable | 57kg | Not applicable | 70 Cylinders - Seria lNumbers As Per Attached List |  |  | Not recorded | Not applicable | No comment
Special Gas Cylinders | LAB7046SP | 2005-01-25 | Faber | Italy | 2003-07-01 | Bureau Veritas | ISO 9809-2 | Nitrogen (N2) | 30MPA | 45MPA | 50L | 25E | 230mm | Not applicable | 1480mm | Not applicable | 64kg | Not applicable | 050/058/062/063/065/066/124/129/132/160/162/165/166/170/171/191/193/194/195/198 |  |  | Not recorded | Not applicable | No comment
Special Gas Cylinders | LAB7047SP | 2005-01-25 | PCI | Thailand | 1989-07-01 | TISTR (Thailand Institute of Scientific and Technological Research) | AS 2469: 1981 | LPG | Not available | 3.3MPA | 22kg | 3/4" NGT | 250mm | Not applicable | 390mm | Not applicable | 6.7kg | Not applicable | 11936 |  |  | Not recorded | Not applicable | No comment
Special Gas Cylinders | LAB7048SP | 2005-01-25 | McMillan | Australia | 1994-09-01 | Av Ox | AS 2470 | LPG | Not available | 3.3MPA | 22kg | 3/4" NGT | 310mm | Not applicable | 383mm | Not applicable | 9.65kg | Not applicable | L81990 |  |  | Not recorded | Not applicable | No comment
Special Gas Cylinders | LAB7049SP | 2005-01-26 | Faber | Italy | 2006-06-01 | Lloyds Register | BS 5045/7/CM/S | Air | 232Bar | 348Bar | 12.2L | M25/2 | 205mm | Not applicable | 520mm | Not applicable | 13.7kg | Not applicable | 03/1254/007 |  |  | Not recorded | Not applicable | No comment
Special Gas Cylinders | LAB7050SP | 2005-01-26 | Faber | Italy | 2004-01-01 | Lloyds Register | BS 5045/1/CM/S | Air | 232Bar | 348Bar | 15.0L | M25/2 | 205mm | Not applicable | 615mm | Not applicable | 16.5kg | Not applicable | 04/0024/031 |  |  | Not recorded | Not applicable | No comment
Special Gas Cylinders | LAB7051SP | 2005-01-28 | PCI | Thailand | 1995-11-01 | SGS | AS 2470 | LPG | Not available | 3.3MPA | 14.7kg | 3/4NGT | 328mm | Not applicable | 610mm | Not applicable | 14.7kg | Not applicable | 211 |  |  | Not recorded | Not applicable | No comment
Special Gas Cylinders | LAB7052SP | 2005-01-28 | Manchester Tank Company | Not available | 2004-03-01 | Arrowhead Industrial Services | DOT 4BA 240 | LPG | Not available | 3.3MPA | 32.4kg | 3/4 NGT | 310mm | Not applicable | 635mm | Not applicable | 11.6kg | Not applicable | 498370 |  |  | Not recorded | Not applicable | No comment
Special Gas Cylinders | LAB7053SP | 2005-01-28 | Manchester Tank Company | Not available | 2004-03-01 | Arrowhead Industrial Services | DOT 4BA 240 | LPG | Not available | 3.3MPA | 32.4kg | 3/4 NGT | 310mm | Not applicable | 635mm | Not applicable | 11.5kg | Not applicable | 503925 |  |  | Not recorded | Not applicable | No comment
Special Gas Cylinders | LAB7054SP | 2005-01-28 | Vickers | Not available | 2004-11-01 | Bureau Veritas | BS 5045/1/CM/S | Air | 228Bar | 379Bar | 12L | 3/4NPSM | 399mm | Not applicable | 640mm | Not applicable | 14.7kg | Not applicable | 14934 |  |  | Not recorded | Not applicable | No comment
Special Gas Cylinders | LAB7055SP | 2005-01-28 | CIG (Commonwealth Industrial Gases) | Australia | 1981-02-01 | CIG (Commonwealth Industrial Gases) | AS 1777 | Air | 22.4MPA | 34.5MPA | 11.55kg | 3/4" NPSM | 185mm | Not applicable | 680mm | Not applicable | 15.6kg | Not applicable | D1862 |  |  | Not recorded | Not applicable | No comment
Special Gas Cylinders | LAB7056SP | 2005-02-07 | Catalina Cylinders | Not available | 2004-04-01 | TH Cochrane Laboratories | DOT 3AL 3000 | Air | 20.7Mpa | 34.5MPa | 9.12 kg | 3/4" NPSM | 184mm | Not applicable | 550mm | Not applicable | 12.15 kg | Not applicable | BJ0023905 |  |  | Not recorded | Not applicable | No comment
Special Gas Cylinders | LAB7057SP | 2005-02-07 | Faber | Italy | 2002-10-01 | Lloyds Register | BS 5045 | Air | 232Bar | 348 Bar | 3.0L | M25/2 | 100mm | Not applicable | 490mm | Not applicable | 3.94kg | Not applicable | 02/8329/026 |  |  | Not recorded | Not applicable | No comment
Special Gas Cylinders | LAB7058SP | 2005-02-07 | Faber | Italy | 2002-10-01 | Lloyds Register | BS 5045 | Air | 232Bar | 348 Bar | 3.0L | M25/2 | 100mm | Not applicable | 490mm | Not applicable | 3.99kg | Not applicable | 02/8356/120 |  |  | Not recorded | Not applicable | No comment
Special Gas Cylinders | LAB7059SP - WITHDRAWN 31/10/2017 | 2005-02-07 | Luxfer Gas Cylinders | Not available | 1980-07-01 | Arrowhead Industrial Services | CTC/DOT E 6498 | Air | 3000psi | 34.5Mpa | 7.1L | 3/4" NPSM | 175mm | Not applicable | 490mm | Not applicable | 9.77kg | Not applicable | R69927 |  |  | Not recorded | Not applicable | Must not be filled or tested.
Special Gas Cylinders | LAB7060SP | 2005-02-07 | Catalina Cylinders | Not available | 2002-02-01 | TH Cochrane Laboratories | DOT 3AL 3000 | Air | 20.7Mpa | 34.5Mpa | 5.7L | 3/4" NPSM | 133mm | Not applicable | 635mm | Not applicable | 7.10kg | Not applicable | BI00327 |  |  | Not recorded | Not applicable | No comment
Special Gas Cylinders | LAB7060SP | 2005-02-07 | Catalina Cylinders | Not available | 2003-06-01 | TH Cochrane Laboratories | DOT 3AL 3000 | Air | 20.7Mpa | 34.5Mpa | 5.7L | 3/4" NPSM | 133mm | Not applicable | 635mm | Not applicable | 7.12kg | Not applicable | BI004134 |  |  | Not recorded | Not applicable | No comment
Special Gas Cylinders | LAB7061SP | 2005-02-16 | CIG (Commonwealth Industrial Gases) | Australia | 1980-08-01 | CIG (Commonwealth Industrial Gases) | AS 1777 | Air | 20.7MPA | 32MPA | 8.75Kg | 3/4" | 175mm | Not applicable | 565mm | Not applicable | 10.9kg | Not applicable | Y2657 |  |  | Not recorded | Not applicable | No comment
Special Gas Cylinders | LAB7062SP - WITHDRAWN 31/10/2017 | 2005-02-23 | Luxfer Gas Cylinders | Not available | 1980-07-01 | Arrowhead Industrial Services | CTC/DOT E 6498 | Air | 3000psi | 34.5MPA | 7.1Kg | 3/4" NPSM | 175mm | Not applicable | 490mm | Not applicable | 9.77kg | Not applicable | R69927 |  |  | Not recorded | Not applicable | Must not be filled or tested.
Special Gas Cylinders | LAB7063SP | 2005-02-23 | Faber | Italy | 2001-12-01 | Lloyds Register | BS 5045/1/CM/S | Oxygen (O2) | 232Bar | 348Bar | 3.0L | 3/4" NPSM | 85mm | Not applicable | 500mm | Not applicable | 4.1Kg | Not applicable | 01/8737/003 |  |  | Not recorded | Not applicable | No comment
Special Gas Cylinders | LAB7064SP | 2005-02-23 | Faber | Italy | 2002-01-01 | Lloyds Register | BS 5045 | Air | 232Bar | 348Bar | 4.1Kg | M25x2 | 100mm | Not applicable | 500mm | Not applicable | 4.27Kg | Not applicable | 02/80031 |  |  | Not recorded | Not applicable | No comment
Special Gas Cylinders | LAB7065SP | 2005-02-25 | Luxfer Gas Cylinders | Not available | 2001-12-01 | Lloyds Register | DOT 3AL | Air | 20.7MPA | 34.5MPA | 3.99kg | M25 x2 | 140mm | Not applicable | 430mm | Not applicable | 5.43kg | Not applicable | P3143Y/D46489 |  |  | Not recorded | Not applicable | No comment
Special Gas Cylinders | LAB7066SP | 2005-03-15 | Catalina Cylinders | Not available | 2004-04-01 | TH Cochrane Laboratories | DOT 3AL 3000 | SCUBA | 20.7MPA | 34.5MPA | 9.12kg | 3/4 NPSM | 184mm | Not applicable | 550mm | Not applicable | 12.15kg | Not applicable | BJ0023905 |  |  | Not recorded | Not applicable | No comment
Special Gas Cylinders | LAB7067SP | 2005-03-15 | Faber | Italy | 1001-01-01 | Lloyds Register | BS 5045/1/CM/S | Air | 232Bar | 348Bar | 12.0L | 3/4 NPSM | 178mm | Not applicable | 628mm | Not applicable | 13.3kg Tare | Not applicable | 90/70593/011 |  |  | Not recorded | Not applicable | No comment
Special Gas Cylinders | LAB7068SP | 2005-03-15 | Luxfer Gas Cylinders | Not available | 1989-01-01 | Lloyds Register | S5045/3/B/S | Air | 232Bar | 348Bar | 9.2L | M25x2 | 190mm | Not applicable | 530mm | Not applicable | 12.9kg tare | Not applicable | P2701M 129A |  |  | Not recorded | Not applicable | No comment
Special Gas Cylinders | LAB7069SP | 2005-03-17 | PCI | Thailand | 1993-06-01 | Lloyds Register | AS 2469 | LPG | Not available | 3.3MPa | 7.15kg | Not available | 210mm | Not applicable | 358mm | Not applicable | 4.19kg | Not applicable | 93-006611 |  |  | Not recorded | Not applicable | No comment
Special Gas Cylinders | LAB7070SP | 2005-03-17 | Luxfer Gas Cylinders | Not available | 1988-04-01 | Lloyds Register | BS 5045-3 | SCUBA | 232 Bar | 348Bar | 12.2L | 3/4 NPSM | 204mm | Not applicable | 620mm | Not applicable | 16.6kg | Not applicable | P2625M/923A |  |  | Not recorded | Not applicable | No comment
Special Gas Cylinders | LAB7071SP | 2005-03-17 | Luxfer Gas Cylinders | Not available | 1984-10-01 | Lloyds Register | BS 5045-3 | Air | 23.2MPA | 34.8 MPA | 10.0kg | 3/4 BSP | 191mm | Not applicable | 578mm | Not applicable | 13.3kg | Not applicable | P2521J1256A |  |  | Not recorded | Not applicable | No comment
Special Gas Cylinders | LAB7072SP | 2005-03-17 | Luxfer Gas Cylinders | Not available | 1986-09-01 | Lloyds Register | BS 5045-3 | Air | 23.2MPA | 34.8 MPA | 10.0kg | 3/4 BSP | 191mm | Not applicable | 578mm | Not applicable | 13.45kg | Not applicable | P2521M4387A |  |  | Not recorded | Not applicable | No comment
Special Gas Cylinders | LAB7073SP | 2005-03-17 | IWKA | Germany | 1990-01-01 | TUV (Technische Ueberwachungs Verein) | BS 5045/1/CM/S | Air | 23.2MPA | 34.8 MPA | 12.0kg | 3/4 BSP | 178 | Not applicable | 618 | Not applicable | 13.02kg | Not applicable | 3 857EB 4234 |  |  | Not recorded | Not applicable | No comment
Special Gas Cylinders | LAB7074SP | 2005-03-17 | Luxfer Gas Cylinders | Not available | 1987-05-01 | Lloyds Register | BS 5045-3 | Air | 23.2MPA | 34.8 MPA | 10.4kg | 3/4 BSP | 191mm | Not applicable | 600mm | Not applicable | 13.9kg | Not applicable | P2626M906A |  |  | Not recorded | Not applicable | No comment
Special Gas Cylinders | LAB7075SP | 2005-03-17 | Roth Mions | France | 1987-03-01 | Lloyds Register | BS 5045/1/CM/S | Air | 23.2MPA | 34.8 MPA | 12.2kg | M25X2 | 178mm | Not applicable | 662mm | Not applicable | 14.2kg | Not applicable | 65519 |  |  | Not recorded | Not applicable | No comment
Special Gas Cylinders | LAB7076SP | 2005-03-17 | Faber | Italy | 1999-05-01 | Lloyds Register | BS 5045/1/CM/S | Air | 23.2MPA | 34.8 MPA | 3.0kg | M25X2 | 100mm | Not applicable | 508mm | Not applicable | 3.7kg | Not applicable | 99/9371/078 |  |  | Not recorded | Not applicable | No comment
Special Gas Cylinders | LAB7077SP | 2005-03-17 | Luxfer Gas Cylinders | Not available | 1981-09-01 | National Vulcan | HOAL 3 | Air | 20.7 MPA | 34.1MPA | 10.0kg | 34/BSP | 176mm | Not applicable | 660mm | Not applicable | 12.6kg | Not applicable | P2259J673A |  |  | Not recorded | Not applicable | No comment
Special Gas Cylinders | LAB7078SP | 2005-03-18 | Luxfer Gas Cylinders | Not available | 1001-01-01 | Arrowhead Industrial Services | DOT 3AL | Helium (He) - Medical | 2216psi | 3693psi | 0.7L | 3/4-16UNF | 3.21inch | Not applicable | 9 inches | Not applicable | 0.84kg | Not applicable | BF60861 BF77760 BF77769 BF77841 BF10478 BF54327 BF61316 |  |  | Not recorded | Not applicable | No comment
Special Gas Cylinders | LAB7079SP | 2005-03-21 | Faber | Italy | 2003-03-01 | Lloyds Register | BS 5045/1/CM/S | SCUBA | 232Bar | 356Bar | 18L | 3/4 NPSM | 204mm | Not applicable | 720mm | Not applicable | 22.4kg | Not applicable | 03/0587/037 03/0587/038 03/0587/039 03/0587/045 03/0587/047 03/0587/055 03/0587/057 03/0587/060 |  |  | Not recorded | Not applicable | No comment
Special Gas Cylinders | LAB7080SP | 2005-03-24 | Faber | Italy | 2004-01-01 | Lloyds Register | BS 5045/1/CM/S | SCUBA | 23.2Bar | 34.8Bar | 3.0L | 3/4 NPSM | 100.2mm | Not applicable | 505mm | Not applicable | 4.17kg | Not applicable | 04/8011/014, 04/8011/017 |  |  | Not recorded | Not applicable | No comment
Special Gas Cylinders | LAB7081SP | 2005-04-05 | Catalina Cylinders | Not available | 2005-01-01 | TH Cochrane Laboratories | DOT 3AL / TC 3ALM | SCUBA | 20.7Bar | 34.5Bar | 11.22kg | 3/4 NPSM | 185mm | Not applicable | 660mm | Not applicable | 14.2kg | Not applicable | AS0390450, AS0389239 |  |  | Not recorded | Not applicable | No comment
Special Gas Cylinders | LAB7082SP | 2005-04-05 | Heiser | Austria | 1983-04-01 | Bureau Veritas | BS 5045/1/CM/S | Breathing Apparatus | 20.7MPA | 35.4MPA | 9lt | 0.715" BS341 | 176mm | Not applicable | 503mm | Not applicable | 11.14kg | Not applicable | 953361 |  |  | Not recorded | Not applicable | No comment
Special Gas Cylinders | LAB7082SP | 2005-04-05 | Heiser | Austria | 1982-12-01 | Bureau Veritas | BS 5045/1/CM/S | Breathing Apparatus | 20.7MPA | 35.4MPA | 9lt | 0.715" BS341 | 178mm | Not applicable | 500mm | Not applicable | 11.1kg | Not applicable | 66336 |  |  | Not recorded | Not applicable | No comment
Special Gas Cylinders | LAB7083SP | 2005-05-11 | Manchester Tank Company | Not available | 2000-05-01 | Arrowhead Industrial Services | DOT 4BW 340 | LPG | Not available | 3.310MPA | 43.1L | 3/4 NGT | 300mm | Not applicable | 775mm | Not applicable | 14.8kg | Not applicable | TC066133, TC066160 |  |  | Not recorded | Not applicable | No comment
Special Gas Cylinders | LAB7084SP | 2005-06-27 | Luxfer Gas Cylinders | Not available | 1994-07-01 | Authorised Testing | DOT 3AL | Oxygen (O2) - Medical | 15.3MPA | 25.5MPA | 21.4kg | Parallel | 200mm | Not applicable | 922mm | Not applicable | 18.3kg | Not applicable | MM 7523 |  |  | Not recorded | Not applicable | No comment
Special Gas Cylinders | LAB7085SP | 2005-05-18 | Faber | Italy | 1997-09-01 | Lloyds Register | BS 5045/1/CM/S | SCUBA | 30.0MPA | 46.5MPA | 7L | M25x2 | 140mm | Not applicable | 605mm | Not applicable | 10.2kg | Not applicable | 55 |  |  | Not recorded | Not applicable | No comment
Special Gas Cylinders | LAB7085SP | 2005-05-18 | Faber | Italy | 1997-08-01 | Lloyds Register | BS 5045/1/CM/S | SCUBA | 30.0MPA | 46.5MPA | 7L | M25x2 | 140mm | Not applicable | 605mm | Not applicable | 10.0kg | Not applicable | 148 |  |  | Not recorded | Not applicable | No comment
Special Gas Cylinders | LAB7086SP | 2005-06-29 | Hy-Mark | Not available | 2004-09-01 | Arrowhead Industrial Services | TC 3AL / DOT 3AL | Oxygen (O2) - Medical | 15.3MPA | 25.5MPA | 1.07kg | 0.750-16UNF-2B | 83mm | Not applicable | 300mm | Not applicable | 0.98kg | Not applicable | FX102892 |  |  | Not recorded | Not applicable | No comment
Special Gas Cylinders | LAB7086SP | 2005-06-29 | Hy-Mark | Not available | 2004-07-01 | Arrowhead Industrial Services | TC 3AL / DOT 3AL | Oxygen (O2) - Medical | 15.3MPA | 25.5MPA | 1.07kg | 0.750-16UNF-2B | 83mm | Not applicable | 300mm | Not applicable | 0.98kg | Not applicable | FX083040 |  |  | Not recorded | Not applicable | No comment
Special Gas Cylinders | LAB7086SP | 2005-06-29 | Hy-Mark | Not available | 2005-01-01 | Arrowhead Industrial Services | TC 3AL / DOT 3AL | Oxygen (O2) - Medical | 15.3MPA | 25.5MPA | 1.07kg | 0.750-16UNF-2B | 83mm | Not applicable | 300mm | Not applicable | 0.98kg | Not applicable | FW010527 |  |  | Not recorded | Not applicable | No comment
Special Gas Cylinders | LAB7086SP | 2005-06-29 | Hy-Mark | Not available | 2004-07-01 | Arrowhead Industrial Services | TC 3AL / DOT 3AL | Oxygen (O2) - Medical | 15.3MPA | 25.5MPA | 1.07kg | 0.750-16UNF-2B | 83mm | Not applicable | 300mm | Not applicable | 0.98kg | Not applicable | FX083081 |  |  | Not recorded | Not applicable | No comment
Special Gas Cylinders | LAB7087SP | 2005-08-16 | Brunner | Not available | 2005-06-01 | ASME (American Association of Mechanical Engineers) | ASME 8/1 | LPG | 312 psi (2.151 Mpa) | Not available | 39 gallons | Not available | 410 | Not applicable | 1200 | Not applicable | Not available | Not applicable | BL4029 |  |  | Not recorded | Not applicable | No comment
Special Gas Cylinders | LAB7088SP | 2005-08-16 | Parker Impact | Not available | 2004-08-01 | Arrowhead Industrial Services | DOT 3AL 1800 / TC 3ALM 124 | Carbon dioxide (CO2) | 12.4MPA | 20.7MPA | 0.810kg | 5/8UNF | 81.2mm | Not applicable | 239mm | Not applicable | 0.755kg | Not applicable | D140098 |  |  | Not recorded | Not applicable | No comment
Special Gas Cylinders | LAB7089SP | 2005-09-27 | Chesterfield Special Cylinders | Not available | 1981-11-01 | BIE (British Inspection Engineers) | BS 5045/1/CM/S | Air | 20.6MPA | 37.1MPA | 9.1 Lt | 0.715" BS341 | 178mm | Not applicable | 505mm | Not applicable | 12.5kg TW | Not applicable | 7321352769 |  |  | Not recorded | Not applicable | No comment
Special Gas Cylinders | LAB7090SP | 2005-10-10 | Manchester Tank Company | Not available | 2004-05-01 | Arrowhead Industrial Services | DOT 4BA 240 / TC 4BAM 16 | LPG | Not available | 3.3 MPA | 32.4 l | 3/4" NGT | 310mm | Not applicable | 593m | Not applicable | 11.3 kg | Not applicable | 528714 |  |  | Not recorded | Not applicable | No comment
Special Gas Cylinders | LAB7091SP | 2005-10-10 | Manchester Tank Company | Not available | 2004-05-01 | Arrowhead Industrial Services | DOT 4BA 240 / TC 4BAM 16 | LPG | Not available | 3.3 MPA | 32.4 l | 3/4" NGT | 310mm | Not applicable | 593mm | Not applicable | 11.6 kg | Not applicable | 528201 |  |  | Not recorded | Not applicable | No comment
Special Gas Cylinders | LAB7092SP | 2005-11-07 | Worthington Cylinders | Austria | 2005-01-01 | Bureau Veritas | GCGR/EN 144-1 | SCUBA | 300 Bar | 450 Bar | 7.0L | M25x2 | 140mm | Not applicable | 605mm | Not applicable | 9.44kg | Not applicable | IZ2259 IZ2218 |  |  | Not recorded | Not applicable | No comment
Special Gas Cylinders | LAB7093SP | 2005-11-08 | Heiser | Austria | 2000-01-01 | Unknown | HSSS-2 | SCUBA | 23.2 MPA | 34.8 MPA | 15 L | M25 x2 | 205mm | Not applicable | 615mm | Not applicable | 18.7 kg | Not applicable | XR4568 |  |  | Not recorded | Not applicable | No comment
Special Gas Cylinders | LAB7094SP | 2005-11-16 | Worthington Cylinders | Not available | 1996-10-01 | Unknown | DOT 4BW 400 | Halon | 2750kpa | 5510kpa | 1000lbs | 3 x3/4" NGT | 775mm | Not applicable | 1400mm | Not applicable | 228.2kg | Not applicable | 746HH |  |  | Not recorded | Not applicable | No comment
Special Gas Cylinders | LAB7094SP | 2005-11-16 | Worthington Cylinders | Not available | 2000-10-01 | Unknown | DOT 4BW 400 | Halon | 2750kpa | 5510kpa | 1000lbs | 3 x3/4" NGT | 775mm | Not applicable | 1400mm | Not applicable | 230.5kg | Not applicable | 01356HH |  |  | Not recorded | Not applicable | No comment
Special Gas Cylinders | LAB7094SP | 2005-11-16 | Worthington Cylinders | Not available | 2000-10-01 | Unknown | DOT 4BW 400 | Halon | 2750kpa | 5510kpa | 1000lbs | 3 x3/4" NGT | 775mm | Not applicable | 1400mm | Not applicable | 230.5kg | Not applicable | 01395HH |  |  | Not recorded | Not applicable | No comment
Special Gas Cylinders | LAB7094SP | 2005-11-16 | Worthington Cylinders | Not available | 2000-10-01 | Unknown | DOT 4BW 400 | Halon | 2750kpa | 5510kpa | 1000lbs | 3 x3/4" NGT | 775mm | Not applicable | 1400mm | Not applicable | 230.5kg | Not applicable | 01437HH |  |  | Not recorded | Not applicable | No comment
Special Gas Cylinders | LAB7094SP | 2005-11-16 | Worthington Cylinders | Not available | 2000-10-01 | Unknown | DOT 4BW 400 | Halon | 2750kpa | 5510kpa | 1000lbs | 3 x3/4" NGT | 775mm | Not applicable | 1400mm | Not applicable | 230.5kg | Not applicable | 01440HH |  |  | Not recorded | Not applicable | No comment
Special Gas Cylinders | LAB7094SP | 2005-11-16 | Worthington Cylinders | Not available | 2000-10-01 | Unknown | DOT 4BW 400 | Halon | 2750kpa | 5510kpa | 1000lbs | 3 x3/4" NGT | 775mm | Not applicable | 1400mm | Not applicable | 230.9kg | Not applicable | 10448HH |  |  | Not recorded | Not applicable | No comment
Special Gas Cylinders | LAB7094SP | 2005-11-16 | Worthington Cylinders | Not available | 2000-10-01 | Unknown | DOT 4BW 400 | Halon | 2750kpa | 5510kpa | 1000lbs | 3 x3/4" NGT | 775mm | Not applicable | 1400mm | Not applicable | 226.4kg | Not applicable | 01546HH |  |  | Not recorded | Not applicable | No comment
Special Gas Cylinders | LAB7094SP | 2005-11-16 | Worthington Cylinders | Not available | 2000-08-01 | Unknown | DOT 4BW 400 | Halon | 2750kpa | 5510kpa | 1000lbs | 3 x3/4" NGT | 775mm | Not applicable | 1400mm | Not applicable | 230kg | Not applicable | 1240HH |  |  | Not recorded | Not applicable | No comment
Special Gas Cylinders | LAB7094SP | 2005-11-16 | Worthington Cylinders | Not available | 2000-08-01 | Unknown | DOT 4BW 400 | Halon | 2750kpa | 5510kpa | 1000lbs | 3 x3/4" NGT | 775mm | Not applicable | 1400mm | Not applicable | 230.5kg | Not applicable | 1242HH |  |  | Not recorded | Not applicable | No comment
Special Gas Cylinders | LAB7094SP | 2005-11-16 | Worthington Cylinders | Not available | 2000-10-01 | Unknown | DOT 4BW 400 | Halon | 2750kpa | 5510kpa | 1000lbs | 3 x3/4" NGT | 775mm | Not applicable | 1400mm | Not applicable | 230.5kg | Not applicable | 01320HH |  |  | Not recorded | Not applicable | No comment
Special Gas Cylinders | LAB7094SP | 2005-11-16 | Worthington Cylinders | Not available | 2001-06-01 | Unknown | DOT 4BW 400 | Halon | 2750kpa | 5510kpa | 1000lbs | 3 x3/4" NGT | 775mm | Not applicable | 1400mm | Not applicable | 228.7kg | Not applicable | 01538HH |  |  | Not recorded | Not applicable | No comment
Special Gas Cylinders | LAB7095SP | 2005-11-15 | SMPC (Sahamiter Pressure Container Ltd) | Thailand | 2003-06-01 | Authorised Testing | DOT 4BA 240 / TC 4BAAM16 | LPG | Not available | 480psi | 32.4kg | 3/4 BS341 | 309mm | Not applicable | 598mm | Not applicable | 11.2kg | Not applicable | MM020591 MM015649 |  |  | Not recorded | Not applicable | No comment
Special Gas Cylinders | LAB7096SP | 2005-11-11 | Faber | Italy | 1992-02-01 | Lloyds Register | BS 5045/1/CM/S | SCUBA | 23200kpa | 34800kpa | 3.0kg | M25x2 | 101mm | Not applicable | 487mm | Not applicable | 3.4kg | Not applicable | 95/3023/066 |  |  | Not recorded | Not applicable | No comment
Special Gas Cylinders | LAB7097SP | 2005-12-19 | Wolfedale Cylinders | Canada | 1994-08-01 | Arrowhead Industrial Services | DOT 4BA 340 | LPG | Not available | 3.3MPa | 32.6Lt | 3/4" NGT | 311mm | Not applicable | 596mm | Not applicable | 10.7kg | Not applicable | 0606990T |  |  | Not recorded | Not applicable | No comment
Special Gas Cylinders | LAB7097SP | 2005-12-19 | Wolfedale Cylinders | Canada | 1994-08-01 | Arrowhead Industrial Services | DOT 4BA 340 | LPG | Not available | 3.3MPa | 32.6Lt | 3/4" NGT | 311mm | Not applicable | 596mm | Not applicable | 10.7kg | Not applicable | 0606245T |  |  | Not recorded | Not applicable | No comment
Special Gas Cylinders | LAB7098SP | 2005-12-19 | IWKA | Germany | 1989-06-01 | TUV (Technische Ueberwachungs Verein) | BS 5045/1/CM/S | SCUBA | 22.8 Mpa | 34.2MPa | 15 L | M25x2 | 203 | Not applicable | 622 | Not applicable | 15.92 kg | Not applicable | EB1980 |  |  | Not recorded | Not applicable | No comment
Special Gas Cylinders | LAB7099SP | 2005-12-19 | Faber | Italy | 2004-01-01 | Lloyds Register | BS 5045/7/CM/S | SCUBA | 23.2MPa | 34.8MPa | 15 L | M25x2 | 203 | Not applicable | 610 | Not applicable | 16.4 kg | Not applicable | 196 |  |  | Not recorded | Not applicable | No comment
Special Gas Cylinders | LAB7100SP | 2005-12-19 | Faber | Italy | 2003-08-01 | Lloyds Register | BS 5045 | SCUBA | 23.2MPa | 34.8 Mpa | 3.0L | M25x2 | 100mm | Not applicable | 494mm | Not applicable | 3.95 kg | Not applicable | 03/8361/086 |  |  | Not recorded | Not applicable | No comment
Special Gas Cylinders | LAB7101SP | 2006-03-09 | Faber | Italy | 2003-06-01 | Lloyds Register | BS 5045/7/CM/S | SCUBA - Nitrox | 232 Bar | 348 Bar | 10/0L | M25x2 | 178 | Not applicable | 540 | Not applicable | 11.2kg | Not applicable | 03/1234/064 03/1234/087 |  |  | Not recorded | Not applicable | No comment
Special Gas Cylinders | LAB7102SP | 2006-03-09 | Faber | Italy | 2004-01-01 | Lloyds Register | BS 5045/1/CM/S | SCUBA - Nitrox | 232Bar | 348Bar | 3.0L | M25x2 | 99.5mm | Not applicable | 500mm | Not applicable | 3.4kg | Not applicable | 03/8766/048 |  |  | Not recorded | Not applicable | No comment
Special Gas Cylinders | LAB7103SP | 2006-03-09 | Heiser | Austria | 2001-02-01 | Bureau Veritas | BS 5045/1/CM/S | SCUBA - Nitrox | 232 Bar | 348Bar | 3.0L | M25x2 | 115mm | Not applicable | 400mm | Not applicable | 3.69kg | Not applicable | F12468 |  |  | Not recorded | Not applicable | No comment
Special Gas Cylinders | LAB7104SP | 2006-03-09 | Faber | Italy | 2004-09-01 | Lloyds Register | BS 5045 | SCUBA - Nitrox | 232 Bar | 348Bar | 15.0L | M25x2 | 203mm | Not applicable | 610mm | Not applicable | 16.5kg | Not applicable | 04/1910/105 |  |  | Not recorded | Not applicable | No comment
Special Gas Cylinders | LAB7105SP | 2006-01-31 | Heiser | Austria | 1999-03-01 | Bureau Veritas | HSE-SS-HW3 | Air | 300 Bar | 450 Bar | 6.0kg | 7/8 UNF | 144mm | Not applicable | 540mm | Not applicable | 5.39kg | Not applicable | LN 1505 |  |  | Not recorded | Not applicable | No comment
Special Gas Cylinders | LAB7106SP | 2006-02-10 | Faber | Italy | 1999-01-01 | Lloyds Register | BS 5045/1/CM/S | SCUBA | 232 Bar | 348 Bar | 3 L | M25x2 | 100mm | Not applicable | 500mm | Not applicable | 3.4kg | Not applicable | 95/9416/078 |  |  | Not recorded | Not applicable | No comment
Special Gas Cylinders | LAB7107SP | 2006-02-21 | Faber | Italy | 2005-06-01 | Lloyds Register | BS 5045/7/CM/S | SCUBA | 23.1Mpa | 34.8Mpa | 10.0L | M25x2 | 178 | Not applicable | 545 | Not applicable | 11.6kg | Not applicable | 05/1328/169 |  |  | Not recorded | Not applicable | No comment
Special Gas Cylinders | LAB7108SP | 2006-02-21 | Faber | Italy | 2005-06-01 | Lloyds Register | BS 5045/7/CM/S | SCUBA | 23.1Mpa | 34.8Mpa | 12.2 L | M25x2 | 178 | Not applicable | 640 | Not applicable | 13.4 Kg | Not applicable | 05/1325/031 05/1325/015 05/1325/005 |  |  | Not recorded | Not applicable | No comment
Special Gas Cylinders | LAB7109SP | 2006-02-23 | Luxfer Gas Cylinders | Not available | 1001-01-01 | Arrowhead Industrial Services | TC 3ALM 139 / DOT 3AL 2015 | Oxygen (O2) | 13.9Mpa | 23.2Mpa | 4.67 L | 0.75-16 UNF | 110mm | Not applicable | 650mm | Not applicable | 3.66kg | Not applicable | E664526 E664549 E676020 E679132 |  |  | Not recorded | Not applicable | No comment
Special Gas Cylinders | LAB7110SP | 2006-02-23 | Luxfer Gas Cylinders | Not available | 1998-11-01 | Arrowhead Industrial Services | TC 3ALM 139 / DOT 3AL 2015 | Oxygen (O2) | 13.9Mpa | 23.2Mpa | 1.78 L | 0.75-16 UNF | 110mm | Not applicable | 650mm | Not applicable | 1.78Kg | Not applicable | F71800 |  |  | Not recorded | Not applicable | No comment
Special Gas Cylinders | LAB7111SP | 2006-02-28 | Catalina Cylinders | Not available | 2003-06-01 | TH Cochrane Laboratories | DOT 3AL 3000 / TC 3ALM 207 | SCUBA | 20.7Mpa | 34.5MPa | 0.87 L | 3 /4 NPSM | 80mm | Not applicable | 274mm | Not applicable | 1.18 kg | Not applicable | BV006454 |  |  | Not recorded | Not applicable | No comment
Special Gas Cylinders | LAB7112SP | 2006-03-30 | Brunner | Not available | 2005-06-01 | ASME (American Association of Mechanical Engineers) | ASME 8/1 | LPG | Not available | 3.3 MPa | Not available | 2x3/4 NGT | 355 | Not applicable | 2130 | Not applicable | 197 kg | Not applicable | F4369 |  |  | Not recorded | Not applicable | No comment
Special Gas Cylinders | LAB7113SP | 2006-03-30 | Catalina Cylinders | Not available | 1996-09-01 | Arrowhead Industrial Services | DOT 3ALM 124 | Carbon dioxide (CO2) | 12.4 Mpa | 20.7 Mpa | 13.6 Ll | 1.25" | 202mm | Not applicable | 588mm | Not applicable | 10.30 kg | Not applicable | F240685 |  |  | Not recorded | Not applicable | No comment
Special Gas Cylinders | LAB7114SP | 2006-03-30 | Faber | Italy | 2005-06-01 | Bureau Veritas | BS 5045 | SCUBA | 23.2 Mpa | 34.8 Mpa | 7 L | M25x2 | 140mm | Not applicable | 605mm | Not applicable | 8.2 Kg | Not applicable | 02.1090.163, 02.1090.142 |  |  | Not recorded | Not applicable | No comment
Special Gas Cylinders | LAB7115SP | 2006-04-09 | Manchester Tank Company | Not available | 2003-12-01 | Arrowhead Industrial Services | DOT 4BW (HSE) 34.5 | Halon | 500 psi | 1000 psi | 147 L | 3.25"-8UN-2B | 406mm | Not applicable | 1302mm | Not applicable | 90 kg | Not applicable | AA211700 AA211681 |  |  | Not recorded | Not applicable | No comment
Special Gas Cylinders | LAB7116SP | 2006-04-09 | Manchester Tank Company | Not available | 2004-07-01 | Arrowhead Industrial Services | DOT 4BW (HSE) 34.5 | Halon | 500 psi | 1000 psi | 180 L | 3.25"-8UN-2B | 406mm | Not applicable | 1581mm | Not applicable | 106 Kg | Not applicable | AA227518 AA227533 |  |  | Not recorded | Not applicable | No comment
Special Gas Cylinders | LAB7117SP | 2006-04-09 | Heiser | Austria | 1998-07-01 | Bureau Veritas | HSSS-2 | Air | 232 Bar | 348 Bar | 15.0 L | M25 x2 | 205mm | Not applicable | 630mm | Not applicable | 19.2 kg | Not applicable | YH 0614 |  |  | Not recorded | Not applicable | No comment
Special Gas Cylinders | LAB7118SP | 2006-06-07 | Manchester Tank Company | Not available | 2005-01-01 | Arrowhead Industrial Services | DOT 4BW 240 | LPG | Not available | 3.3MPa | 43.1 L | 3/4 NGT | 305mm | Not applicable | 730mm | Not applicable | 15.3Kg | Not applicable | 105567, 105575 |  |  | Not recorded | Not applicable | No comment
Special Gas Cylinders | LAB7119SP | 2006-06-26 | Catalina Cylinders | Not available | 2002-09-01 | TH Cochrane Laboratories | DOT 3AL 3000 | Air | 20.7MPa | 34.5 Mpa | 11.25 Kg | 3/4" NPSM | 185mm | Not applicable | 670mm | Not applicable | 14.05kg | Not applicable | ASD304276 |  |  | Not recorded | Not applicable | No comment
Special Gas Cylinders | LAB7120SP | 2006-08-01 | Faber | Italy | 2002-10-01 | Lloyds Register | BS 5045/1/CM/S | Air - SCUBA | 232 Bar | 358bar | 7.0L | 3/4" NPSM | 141mm | Not applicable | 614mm | Not applicable | 7.88kg | Not applicable | 02/1882/029 |  |  | Not recorded | Not applicable | No comment
Special Gas Cylinders | LAB7121SP | 2006-08-30 | Faber | Italy | 2002-03-01 | Lloyds Register | BS 5045/1/CM/S | Air - SCUBA | 232 Bar | 348bar | 12.2L | M25 x2 | 205mm | Not applicable | 520mm | Not applicable | 13.2kg | Not applicable | 02/0569/009 |  |  | Not recorded | Not applicable | No comment
Special Gas Cylinders | LAB7122SP | 2006-08-30 | Catalina Cylinders | Not available | 2002-03-01 | TH Cochrane Laboratories | DOT 3AL 3000 | Air | 20.7Mpa | 34.5Mpa | 11.25kg | 3/4" NPSM | 185mm | Not applicable | 650mm | Not applicable | 14 kg | Not applicable | A30304282 |  |  | Not recorded | Not applicable | No comment
Special Gas Cylinders | LAB7123SP | 2006-08-30 | Luxfer Gas Cylinders | Not available | 2002-01-01 | Arrowhead Industrial Services | DOT 3AL 3000 | Air | 20.7Mpa | 34.5Mpa | 11.25kg | 3/4" NPSM | 185mm | Not applicable | 655mm | Not applicable | 14.1kg | Not applicable | P508617 |  |  | Not recorded | Not applicable | No comment
Special Gas Cylinders | LAB7124SP | 2006-08-30 | Catalina Cylinders | Not available | 2006-02-01 | TH Cochrane Laboratories | DOT 3AL 800 / TC 3ALM 124 | Carbon dioxide (CO2) | 12.4Mpa | 20.7Mpa | 1.69L | 3 /4" | 110mm | Not applicable | 260mm | Not applicable | 1.98kg | Not applicable | BL0006993 |  |  | Not recorded | Not applicable | No comment
Special Gas Cylinders | LAB7125SP | 2006-08-30 | Luxfer Gas Cylinders | Not available | 1994-08-01 | Authorised Testing | DOT 3AL 3000 | Air | 20.7Mpa | 34.5Mpa | 11.25kg | 3/4" NPSM | 182mm | Not applicable | 690mm | Not applicable | 14.2kg | Not applicable | P141850 |  |  | Not recorded | Not applicable | No comment
Special Gas Cylinders | LAB7126SP | 2006-09-19 | Faber | Italy | 1996-09-01 | Lloyds Register | BS 5045/1/CM/S | Air - SCUBA | 232Bar | 348 bar | 3.0L | M25 x2 | 100mm | Not applicable | 500mm | Not applicable | 3.6kg | Not applicable | 96/9504/033 |  |  | Not recorded | Not applicable | No comment
Special Gas Cylinders | LAB7127SP | 2006-09-19 | Heiser | Austria | 1985-03-01 | Vickers | BS 5045/1/CM/S | Air - SCUBA | 228 bar | 379 bar | 12L | 3/4 NPSM | 203mm | Not applicable | 646mm | Not applicable | 15.8kg | Not applicable | Hl44820 |  |  | Not recorded | Not applicable | No comment
Special Gas Cylinders | LAB7128SP | 2006-09-29 | Faber | Italy | 2003-10-01 | Lloyds Register | BS 5045/1/CM/S | Air | 320 bar | 348 bar | 7L | 3/4 NPSM | 140mm | Not applicable | 612mm | Not applicable | 8kg | Not applicable | 26 |  |  | Not recorded | Not applicable | No comment
Special Gas Cylinders | LAB7129SP | 2006-11-14 | Faber | Italy | 2002-06-01 | Lloyds Register | BS 5045/1/CM/S | Air - SCUBA | 232 Bar | 348 Bar | 3L | M25x2 | 100mm | Not applicable | 500mm | Not applicable | 4.06kg | Not applicable | 28442103 |  |  | Not recorded | Not applicable | No comment
Special Gas Cylinders | LAB7130SP | 2006-10-06 | Catalina Cylinders | Not available | 2005-07-01 | TH Cochrane Laboratories | DOT 3AL 3000 | Air - SCUBA | 3000 psi | 5000 psi | 1.908kg | Parallel | 115mm | Not applicable | 325mm | Not applicable | 2.643kg | Not applicable | AZ0013986 |  |  | Not recorded | Not applicable | No comment
Special Gas Cylinders | LAB7131SP | 2006-10-06 | Faber | Italy | 1989-02-01 | Lloyds Register | BS 5045/1/CM/S | Air - SCUBA | 320 bar | 348 bar | 7L | M25 x2 | 140mm | Not applicable | 575mm | Not applicable | 8.40kg | Not applicable | 013 & 024 |  |  | Not recorded | Not applicable | No comment
Special Gas Cylinders | LAB7132SP | 2006-11-14 | IWKA | Germany | 1984-08-01 | TUV (Technische Ueberwachungs Verein) | BS 5045/1/CM/S | Air | 22.8Mpa | 39.2Mpa | 10L | BS341 | 175 | Not applicable | 555 | Not applicable | 18.1kg | Not applicable | 701 |  |  | Not recorded | Not applicable | No comment
Special Gas Cylinders | LAB7133SP | 2006-11-23 | Heiser | Austria | 1998-01-01 | Bureau Veritas | HSSS-2 | Air - SCUBA | 232bar | 348Bar | 12L | M25 x2 | 205mm | Not applicable | 525mm | Not applicable | 16.2/15.9 | Not applicable | YH1861 |  |  | Not recorded | Not applicable | No comment
Special Gas Cylinders | LAB7133SP | 2006-11-23 | Heiser | Austria | 2000-01-01 | Bureau Veritas | HSSS-2 | Air - SCUBA | 232bar | 348Bar | 12L | M25 x2 | 205mm | Not applicable | 525mm | Not applicable | 16.2/15.9 | Not applicable | X53446 |  |  | Not recorded | Not applicable | No comment
Special Gas Cylinders | LAB7134SP | 2006-11-22 | Heiser | Austria | 2000-02-01 | Bureau Veritas | BS 5045 | Not available | 232bar | 348Bar | 12.0L | M25 x2 | 177 | Not applicable | 654 | Not applicable | 14.3kg | Not applicable | EGG172 |  |  | Not recorded | Not applicable | No comment
Special Gas Cylinders | LAB7135SP | 2006-12-08 | Faber | Italy | 2004-09-01 | Lloyds Register | BS 5045 | Air - SCUBA | 232bar | 348Bar | 3 L | M25 x2 | 102mm | Not applicable | 505mm | Not applicable | 5.025 kg | Not applicable | 91 |  |  | Not recorded | Not applicable | No comment
Special Gas Cylinders | LAB7136SP | 2006-12-15 | Chesterfield Special Cylinders | Not available | 1990-01-01 | Lloyds Register | BS 5045/1/CM/S | Carbon dioxide (CO2) | Not available | 25 MPa | 67.5kg | 1.25" BS341 | 275mm | Not applicable | 1480mm | Not applicable | 75.5kg | Not applicable | 6737697 |  |  | Not recorded | Not applicable | No comment
Special Gas Cylinders | LAB7137SP | 2006-12-15 | Chesterfield Special Cylinders | Not available | 1990-01-01 | Lloyds Register | BS 5045/1/CM/S | Carbon dioxide (CO2) | Not available | 25 MPa | 67.5kg | 1.25" BS341 | 275mm | Not applicable | 1480mm | Not applicable | 76.5 kg | Not applicable | 6737751 |  |  | Not recorded | Not applicable | No comment
Special Gas Cylinders | LAB7138SP | 2006-12-15 | Chesterfield Special Cylinders | Not available | 1985-11-01 | BIE (British Inspection Engineers) | BS 5045/1/CM/S | Air | 206Bar | 343Bar | 9.06 L | 0.715" BS341 | 171mm | Not applicable | 520mm | Not applicable | 10.3 kg | Not applicable | 1562673 & 1509703 |  |  | Not recorded | Not applicable | No comment
Special Gas Cylinders | LAB7139SP | 2006-12-22 | Faber | Italy | 2003-01-01 | Lloyds Register | Not available | SCUBA - Nitrox | 232Bar | 348 Bar | 3 L | M25 x2 | 100mm | Not applicable | 500mm | Not applicable | 4 kg | Not applicable | 03/8004/113 |  |  | Not recorded | Not applicable | No comment
Special Gas Cylinders | LAB7140SP | 2006-12-22 | Coyne | Korea | 2000-06-01 | Arrowhead Industrial Services | DOT 3AA 3000 | Nitrogen (N2) | 20.7 MPa | 34.5 MPa | 8.9 kg | 1" NPT | 185mm | Not applicable | 490mm | Not applicable | 18.1 kg | Not applicable | F911913 F911914 |  |  | Not recorded | Not applicable | No comment
Special Gas Cylinders | LAB7141SP | 2007-01-30 | Luxfer Gas Cylinders | Not available | 2005-02-01 | Arrowhead Industrial Services | TC 3AL 201 / DOT 3AL 3000 | Air | 207 bar | 34.5 Mpa | 5.7L | 3/4 NPSM | 134mm | Not applicable | 629mm | Not applicable | 7 kg | Not applicable | LS16611 LS11665 |  |  | Not recorded | Not applicable | No comment
Special Gas Cylinders | LAB7142SP | 2007-01-02 | Catalina Cylinders | Not available | 2006-07-01 | TH Cochrane Laboratories | DOT 3AL 3000 / TC 3ALM 207 | Air - SCUBA | 3000 psi | 34.5 Mpa | 1.9L | 3 /4 NPSM | 111mm | Not applicable | 325mm | Not applicable | 2.5 kg | Not applicable | A20015100 |  |  | Not recorded | Not applicable | No comment
Special Gas Cylinders | LAB7143SP | 2007-02-21 | Faber | Italy | 2002-02-01 | Lloyds Register | BS 5045/7/CM/S | Air - SCUBA | 30 Mpa | 48.5 MPa | 12 L | M25 x2 | 178 | Not applicable | 645 | Not applicable | 16.9 kg | Not applicable | 02/0316/058 |  |  | Not recorded | Not applicable | No comment
Special Gas Cylinders | LAB7144SP | 2007-02-21 | Faber | Italy | 2003-03-01 | Lloyds Register | BS 5045/7/CM/S | Air - SCUBA | 30 Mpa | 45.1 Mpa | 12 L | M25 x2 | 178 | Not applicable | 645 | Not applicable | 16.8 kg | Not applicable | 03/0588/185 |  |  | Not recorded | Not applicable | No comment
Special Gas Cylinders | LAB7145SP | 2007-02-21 | Heiser | Austria | 1985-05-01 | Bureau Veritas | BS 5045/1/CM/S | SCUBA - Nitrox | 228 bar | 379 bar | 12 L | 3/4 NPSM | 178 | Not applicable | 650 | Not applicable | 14.7 kg | Not applicable | L45179 |  |  | Not recorded | Not applicable | No comment
Special Gas Cylinders | LAB7146SP | 2007-02-21 | Roth Mions | France | 1990-06-01 | Lloyds Register | BS 5045/1/CM/S | SCUBA - Nitrox | 232 Bar | 348 Bar | 12.2 L | M25 x2 | 179mm | Not applicable | 660mm | Not applicable | 15 kg | Not applicable | 58785 |  |  | Not recorded | Not applicable | No comment
Special Gas Cylinders | LAB7147SP | 2007-02-21 | Luxfer Gas Cylinders | Not available | 1991-11-01 | Arrowhead Industrial Services | CTC/DOT 3AL 1800 | Nitrous Oxide | 12.41 Mpa | 20.70 Mpa | 6.88 | 3/4 NPSM | 17mm | Not applicable | 420mm | Not applicable | 5.88 kg | Not applicable | W 194396 |  |  | Not recorded | Not applicable | No comment
Special Gas Cylinders | LAB7148SP | 2007-03-05 | Norris Cylinder Company Inc | USA | 2001-02-01 | Lloyds Register | DOT 3AA 2300 | Carbon dioxide (CO2) | Not available | 26.5 Mpa | 342.2 | 1" NGT | 270 | Not applicable | 1450 | Not applicable | 83.7 kg | Not applicable | KF70232 KF70320 |  |  | Not recorded | Not applicable | No comment
Special Gas Cylinders | LAB7149SP | 2007-03-05 | Faber | Italy | 2002-01-01 | Lloyds Register | BS 5045 | SCUBA | 232 bar | 348 Bar | 7.0 L | M25 x2 | 140 | Not applicable | 605 | Not applicable | 8.13 kg | Not applicable | 075 078 |  |  | Not recorded | Not applicable | No comment
Special Gas Cylinders | LAB7150SP | 2007-03-05 | Faber | Italy | 2001-06-01 | Lloyds Register | BS 5045/1/CM/S | SCUBA | 232 Bar | 348 Bar | 3.0L | M25 x2 | 111 | Not applicable | 502 | Not applicable | 4.2 kg | Not applicable | 01/8395/039 |  |  | Not recorded | Not applicable | No comment
Special Gas Cylinders | LAB7151SP | 2007-03-16 | Chesterfield Special Cylinders | Not available | 1992-03-01 | Bureau Veritas | BS 5045 | Air | 23.2 MPa | 34.8 MPa | 12.2 L | 3/4 NPSM | 180 | Not applicable | 640 | Not applicable | 15.2 kg | Not applicable | 2739812 |  |  | Not recorded | Not applicable | No comment
Special Gas Cylinders | LAB7152SP | 2007-03-13 | Faber | Italy | 2002-09-01 | Lloyds Register | BS 5045 | Air | 232 Bar | 348 Bar | 7.0 L | 3/4 NPSM | 600 | Not applicable | 140 | Not applicable | 8 kg | Not applicable | 02/1548/003 |  |  | Not recorded | Not applicable | No comment
Special Gas Cylinders | LAB7153SP | 2007-04-11 | Manchester Tank Company | Not available | 1993-04-01 | ASME (American Association of Mechanical Engineers) | ASME 8/1 | LPG | 1.48 Mpa | 2.15 Mpa | 124.3 L | 3/4 NGT | 405 | Not applicable | 1130 | Not applicable | 53.5 kg | Not applicable | 193374 |  |  | Not recorded | Not applicable | No comment
Special Gas Cylinders | LAB7154SP | 2007-04-04 | Luxfer Gas Cylinders | Not available | 2004-05-01 | Arrowhead Industrial Services | DOT 3AL 300 / TC 3ALM 207 | Air | 20.7 MPa | 34.5 MPa | 11.17 kg | 3 /4 NPSM | 185 | Not applicable | 662 | Not applicable | 14.29 kg | Not applicable | P610713 P605812 |  |  | Not recorded | Not applicable | No comment
Special Gas Cylinders | LAB7155SP | 2007-04-04 | Catalina Cylinders | Not available | 2002-08-01 | TH Cochrane Laboratories | DOT 3AL 1800 | Carbon dioxide (CO2) | 12.4 MPa | 20.7 MPa | 3.46 kg | 11/8 UNF | 133 | Not applicable | 363 | Not applicable | 2.76 kg | Not applicable | BB0027583 |  |  | Not recorded | Not applicable | No comment
Special Gas Cylinders | LAB7156SP | 2007-04-04 | Catalina Cylinders | Not available | 2000-01-01 | TH Cochrane Laboratories | DOT 3AL 1800 | Carbon dioxide (CO2) | 12.4 MPa | 20.7 MPa | 1.68 kg | 0.75-16 UNF | 110 | Not applicable | 257 | Not applicable | 1.99 kg | Not applicable | BL00111 |  |  | Not recorded | Not applicable | No comment
Special Gas Cylinders | LAB7157SP | 2007-04-16 | Faber | Italy | 1992-02-01 | Lloyds Register | BS 5045/1/CM/S | Air | 232 Bar | 348 Bar | 3.0 L | 3/4 NPSM | 100 | Not applicable | 500 | Not applicable | 3.6 kg | Not applicable | 92/9550/013 |  |  | Not recorded | Not applicable | No comment
Special Gas Cylinders | LAB7158SP | 2007-04-16 | Catalina Cylinders | Not available | 2005-02-01 | TH Cochrane Laboratories | DOT 3AL 800 / TC 3ALM 124 | Carbon dioxide (CO2) | 12.4 MPa | 20.7 MPa | 10.0 L | 11 /8 UNF | 173 | Not applicable | 590 | Not applicable | 7.53 kg | Not applicable | G0014524 |  |  | Not recorded | Not applicable | No comment
Special Gas Cylinders | LAB7159SP | 2007-04-23 | Catalina Cylinders | USA | 2003-04-01 | TH Cochrane Laboratories | DOT 3AL 1800 | Carbon dioxide (CO2) | 12.4 MPa | 20.7 MPa | 3.52 kg | 11/8 UNF | 132 | Not applicable | 365 | Not applicable | 2.74 kg | Not applicable | BF0021256 |  |  | Not recorded | Not applicable | No comment
Special Gas Cylinders | LAB7160SP | 2007-05-03 | Faber | Italy | 2005-09-01 | Lloyds Register | BS 5045/7/CM/S | Air - SCUBA | 232 Bar | 348 bar | 2.0 L | M25 x2 | 100.6 | Not applicable | 362 | Not applicable | 3.34 kg | Not applicable | 05/8634/165 |  |  | Not recorded | Not applicable | No comment
Special Gas Cylinders | LAB7162SP | 2007-05-23 | Catalina Cylinders | Not available | 2001-10-01 | TH Cochrane Laboratories | DOT 3AL 1800 | Carbon dioxide (CO2) | 1800 PSI | 20.7 Mpa | 3.46 kg | 11/8 UNF | 132 | Not applicable | 365 | Not applicable | 2.72 kg | Not applicable | BB021926 |  |  | Not recorded | Not applicable | No comment
Special Gas Cylinders | LAB7163SP | 2007-05-30 | Heiser | Austria | 1983-04-01 | Bureau Veritas | BS 5045/1/CM/S | Air | 207 bar | 354 Bar | 9 L | .715 BS341 | 177 | Not applicable | 502 | Not applicable | 11.2 kg | Not applicable | G95313 |  |  | Not recorded | Not applicable | No comment
Special Gas Cylinders | LAB7165SP | 2007-05-31 | Luxfer Gas Cylinders | Not available | 2006-07-01 | Lloyds Register | EN 1975 | Air/SCUBA/Nitrox | 232 Bar | 348 Bar | 7 L | M25 x2 | 152 | Not applicable | 637 | Not applicable | 10.05 kg | Not applicable | D171686 |  |  | Not recorded | Not applicable | No comment
Special Gas Cylinders | LAB7166SP | 2007-05-31 | Faber | Italy | 2005-09-01 | Lloyds Register | BS 5045/7/CM/S | Air - SCUBA | 232 Bar | 384 bar | 2.0 L | M25 x2 | 100.6 | Not applicable | 362 | Not applicable | 3.35 kg | Not applicable | 05/8635/080 |  |  | Not recorded | Not applicable | No comment
Special Gas Cylinders | LAB7167SP | 2007-06-22 | IWKA | Germany | 1981-07-01 | TUV (Technische Ueberwachungs Verein) | BS 5045/1/CM/S | Air | 207 bar | 353 bar | 11.35 L | HOAL2 | 179 | Not applicable | 603 | Not applicable | 14.06 kg | Not applicable | EA7 |  |  | Not recorded | Not applicable | No comment
Special Gas Cylinders | LAB7168SP | 2007-06-27 | Heiser | Austria | 1997-07-01 | Bureau Veritas | 84/525/EEC | Breathing Apparatus | 200 bar | 300 bar | 3.0 L | DIN477 | 115 | Not applicable | 400 | Not applicable | 4.18 kg 4.18 kg 4.19 kg 4.17 kg | Not applicable | CK2774 CK2792 CK2797 CK2839 |  |  | Not recorded | Not applicable | No comment
Special Gas Cylinders | LAB7169SP | 2007-07-17 | Heiser | Austria | 1997-07-01 | Bureau Veritas | 84/525/EEC | Breathing Apparatus | 200 bar | 300 bar | 3.0 L | DIN477 | 115 | Not applicable | 400 | Not applicable | 4.20 kg 4.17 kg 4.20 kg | Not applicable | CK2801 CK2819 CK2852 |  |  | Not recorded | Not applicable | No comment
Special Gas Cylinders | LAB7170SP | 2007-07-31 | Faber | Austria | 2006-10-01 | Lloyds Register | BS 5045/1/CM/S | Air | 232 Bar | 348 Bar | 3 L | M25 x2 | 100 | Not applicable | 504 | Not applicable | 3.85 kg 3.85 kg 3.83 kg 3.85 kg | Not applicable | 06/8929/024 06/8929/162 06/8928/041 06/8928/013 |  |  | Not recorded | Not applicable | No comment
Special Gas Cylinders | LAB7171SP | 2007-08-01 | Faber | Not available | 2004-01-01 | Bureau Veritas | EN 1964 | Air | 220 bar | 252 bar | 18 L | M25 x2 | 221 | Not applicable | 658 | Not applicable | 19.7 kg | Not applicable | 04/0066/200 |  |  | Not recorded | Not applicable | No comment
Special Gas Cylinders | LAB7172SP | 2007-08-15 | Unitor | Not available | 1997-10-01 | Unknown | BS 5045 | Carbon dioxide (CO2) | Not available | 250 bar | 67.5 kg | 3/4 NGT | 268 | Not applicable | 1490 | Not applicable | 73.9 kg | Not applicable | HK134744 HK134787 HK134781 HK134872 HK134905 HK134817 HK134710 HK134901 |  |  | These cylinders are limited to the vessel that they were assigned to i.e. the Aratere. | Not applicable | Not available
Special Gas Cylinders | LAB7173SP | 2007-08-16 | Faber | Italy | 2006-03-01 | Lloyds Register | BS 5045/7/CM/S | Air | 232 Bar | 348 Bar | 3.0 L | M25 x2 | Not available | Not applicable | Not available | Not applicable | 3.79 kg | Not applicable | 06/8051/103 06/8051/062 |  |  | Not recorded | Not applicable | No comment
Special Gas Cylinders | LAB7174SP | 2007-12-07 | Metal Mate Co | Thailand | 2008-04-01 | SGS | AS 3577 | Halon | 2.6 Mpa | 5.2 Mpa | 499 L | 1" NPT and3/4" NPT | 772 | Not applicable | 1440 | Not applicable | 499kg | Not applicable | 00001 00002 00003 00004 00005 |  |  | Not recorded | Not applicable | No comment
Special Gas Cylinders | LAB7175SP | 2007-09-05 | Luxfer Gas Cylinders | Not available | 1988-06-01 | Authorised Testing | DOT 3AL 3000 | SCUBA | 20.7 MPA | 34.5 Mpa | 11.22 | 3/4 NPSM | 188 | Not applicable | 663 | Not applicable | 14.38 kg | Not applicable | P374189 |  |  | Not recorded | Not applicable | No comment
Special Gas Cylinders | LAB7176SP | 2007-09-26 | Faber | Not available | 1997-07-01 | Lloyds Register | BS 5045/1/CM/S | SCUBA | 300 Bar | 465 Bar | 10.0 L | M25 x2 | 555 | Not applicable | 180 | Not applicable | 14.6 kg | Not applicable | 97/9519/180 |  |  | Not recorded | Not applicable | No comment
Special Gas Cylinders | LAB7177SP | 2007-09-26 | Faber | Italy | 2005-09-01 | Lloyds Register | BS 5045/7/CM/S | Air/Oxygen (O2)/SCUBA | 232 Bar | 348 bar | 3.0L | M25 x2 | 100 | Not applicable | 504 | Not applicable | 3.7 kg | Not applicable | 05/8537/091 |  |  | Not recorded | Not applicable | No comment
Special Gas Cylinders | LAB7177SP | 2007-09-26 | Faber | Italy | 2005-07-01 | Lloyds Register | BS 5045/7/CM/S | Air/Oxygen (O2)/SCUBA | 232 Bar | 348 bar | 3.0L | M25 x2 | 100 | Not applicable | 504 | Not applicable | 3.7 kg | Not applicable | 05/8526/106 |  |  | Not recorded | Not applicable | No comment
Special Gas Cylinders | LAB7177SP | 2007-09-26 | Faber | Italy | 2006-08-01 | Lloyds Register | BS 5045/7/CM/S | Air/Oxygen (O2)/SCUBA | 232 Bar | 348 bar | 3.0L | M25 x2 | 100 | Not applicable | 504 | Not applicable | 3.7 kg | Not applicable | 06/8169/085 |  |  | Not recorded | Not applicable | No comment
Special Gas Cylinders | LAB7177SP | 2007-09-26 | Faber | Italy | 2006-10-01 | Lloyds Register | BS 5045/7/CM/S | Air/Oxygen (O2)/SCUBA | 232 Bar | 348 bar | 3.0L | M25 x2 | 100 | Not applicable | 504 | Not applicable | 3.7 kg | Not applicable | 06/8929/185 |  |  | Not recorded | Not applicable | No comment
Special Gas Cylinders | LAB7177SP | 2007-09-26 | Faber | Italy | 2006-08-01 | Lloyds Register | BS 5045/7/CM/S | Air/Oxygen (O2)/SCUBA | 232 Bar | 348 bar | 3.0L | M25 x2 | 100 | Not applicable | 504 | Not applicable | 3.7 kg | Not applicable | 06/8620/142 |  |  | Not recorded | Not applicable | No comment
Special Gas Cylinders | LAB7178SP | 2007-09-26 | Faber | Italy | 1997-08-01 | Lloyds Register | BS 5045/7/CM/S | Air/Oxygen (O2)/SCUBA | 232 Bar | 348 bar | 3.0L | M25 x2 | 100 | Not applicable | 504 | Not applicable | 3.7 kg | Not applicable | 97/9402/105 |  |  | Not recorded | Not applicable | No comment
Special Gas Cylinders | LAB7179SP | 2007-09-26 | Faber | Italy | 2001-09-01 | Lloyds Register | BS 5045/7/CM/S | Air/Oxygen (O2)/SCUBA | 232 Bar | 348 bar | 3.0L | Not available | 100 | Not applicable | 504 | Not applicable | 3.7kg | Not applicable | 01/2253/061 01/2253/048 |  |  | Not recorded | Not applicable | No comment
Special Gas Cylinders | LAB7180SP | 2007-10-08 | Brunner | Not available | 2005-06-01 | ASME (American Association of Mechanical Engineers) | ASME 8/1 | LPG | Not available | 3.3 MPa | 148.0 L (39 US gallons) | 3/4 NGC | 410 | Not applicable | 1200 | Not applicable | 62.6 | Not applicable | BH8731 |  |  | Not recorded | Not applicable | No comment
Special Gas Cylinders | LAB7181SP | 2007-10-23 | Kammerich Stahlform | Germany | 2000-09-01 | TUV (Technische Ueberwachungs Verein) | BS 5045/1/CM/S | SCUBA - Nitrox | 230 bar | 345 bar | 15.0 litres | M25 x2 EN144-1 | 205 | Not applicable | 628 | Not applicable | 18.46 kg | Not applicable | 142042 |  |  | Not recorded | Not applicable | No comment
Special Gas Cylinders | LAB7182SP | 2007-10-23 | Heiser | Austria | 1997-07-01 | Bureau Veritas | 84/525/EEC | Breathing Apparatus | 200 bar | 300 bar | 3.0 L | DIN477 | 115 | Not applicable | 400 | Not applicable | 4.19kg | Not applicable | CK2793 |  |  | Not recorded | Not applicable | No comment
Special Gas Cylinders | LAB7182SP | 2007-10-23 | Heiser | Austria | 1997-07-01 | Bureau Veritas | 84/525/EEC | Breathing Apparatus | 200 bar | 300 bar | 3.0 L | DIN477 | 115 | Not applicable | 400 | Not applicable | 4.19kg | Not applicable | CK2794 |  |  | Not recorded | Not applicable | No comment
Special Gas Cylinders | LAB7182SP | 2007-10-23 | Heiser | Austria | 1997-07-01 | Bureau Veritas | 84/525/EEC | Breathing Apparatus | 200 bar | 300 bar | 3.0 L | DIN477 | 115 | Not applicable | 400 | Not applicable | 4.19kg | Not applicable | CK2863 |  |  | Not recorded | Not applicable | No comment
Special Gas Cylinders | LAB7182SP | 2007-10-23 | Heiser | Austria | 1997-07-01 | Bureau Veritas | 84/525/EEC | Breathing Apparatus | 200 bar | 300 bar | 3.0 L | DIN477 | 115 | Not applicable | 400 | Not applicable | 4.17kg | Not applicable | CK2856 |  |  | Not recorded | Not applicable | No comment
Special Gas Cylinders | LAB7182SP | 2007-10-23 | Heiser | Austria | 1996-04-01 | Bureau Veritas | 84/525/EEC | Breathing Apparatus | 200 bar | 300 bar | 3.0 L | DIN477 | 115 | Not applicable | 400 | Not applicable | 4.17kg | Not applicable | BP9879 |  |  | Not recorded | Not applicable | No comment
Special Gas Cylinders | LAB7183SP | 2007-10-23 | Faber | Italy | 2004-06-01 | Lloyds Register | BS 5045/7/CM/S | Air | 232 bar | 348 bar | 15.0 L | M25 x2 | 203 | Not applicable | 618 | Not applicable | 16.5 | Not applicable | 04/1245/011 |  |  | Not recorded | Not applicable | No comment
Special Gas Cylinders | LAB7184SP | 2007-10-23 | Heiser | Austria | 2000-02-01 | Bureau Veritas | BS 5045/1/CM/S | Air | 232 bar | 348 bar | 12 L | M25 x2 | 178 | Not applicable | 645 | Not applicable | 14 kg | Not applicable | EJ8863 |  |  | Not recorded | Not applicable | No comment
Special Gas Cylinders | LAB7185SP | 2007-10-23 | Faber | Italy | 2009-05-01 | Lloyds Register | BS 5045/7/CM/S | Air | 232 bar | 348 bar | 10.0 L | M25 x2 | 178 | Not applicable | 543 | Not applicable | 11.5 kg | Not applicable | 05/1951/013 |  |  | Not recorded | Not applicable | No comment
Special Gas Cylinders | LAB7186SP | 2007-10-26 | Faber | Italy | 2003-01-01 | Lloyds Register | BS 5045/7/CM/S | Air | 232 bar | 348 bar | 15 Litre | M25 x2 | 203.6 | Not applicable | Not available | Not applicable | 16.1 kg | Not applicable | 116 |  |  | Not recorded | Not applicable | No comment
Special Gas Cylinders | LAB7187SP | 2007-10-26 | Manchester Tank Company | Not available | 1001-01-01 | ASME (American Association of Mechanical Engineers) | ASME 8/1 | LPG | Not available | 3.3 MPa | 90 L | 3/4 NGT | 354 | Not applicable | 960 | Not applicable | 41.1 kg | Not applicable | 686257 |  |  | Not recorded | Not applicable | No comment
Special Gas Cylinders | LAB7188SP | 2007-10-26 | Faber | Not available | 1999-04-01 | Lloyds Register | BS 5045 | Air | 232 bar | 348 bar | 7.0 L | M25 x2 | 140 | Not applicable | 625 | Not applicable | 7.7 kg | Not applicable | 99/9321/060 99/9321/049 |  |  | Not recorded | Not applicable | No comment
Special Gas Cylinders | LAB7189SP | 2007-10-26 | Faber | Not available | 2006-04-01 | Lloyds Register | BS 5045/7/CM/S | Air - SCUBA | 232 bar | 348 bar | 3.0 L | M25 x3 | 100 | Not applicable | 500 | Not applicable | 3.6 kg | Not applicable | 06/8355/108 |  |  | Not recorded | Not applicable | No comment
Special Gas Cylinders | LAB7190SP | 2007-10-26 | Luxfer Gas Cylinders | Not available | 1997-07-01 | Arrowhead Industrial Services | DOT 3AL 1800 / TC 3ALM 124 | Carbon dioxide (CO2) | Not available | 20.7 Mpa | 7 | 1.125 -13 UNF | 175 | Not applicable | 430 | Not applicable | 5.91 | Not applicable | W53160 |  |  | Not recorded | Not applicable | No comment
Special Gas Cylinders | LAB7191SP | 2007-11-09 | Faber | Not available | 2003-01-01 | Lloyds Register | BS 5045/7/CM/S | Air - Breathing Air | 23.2 MPa | 34.8 MPa | 12.2 | M25 x2 | 202 | Not applicable | 525 | Not applicable | 13.7 kg | Not applicable | 42 |  |  | Not recorded | Not applicable | No comment
Special Gas Cylinders | LAB7192SP | 2007-11-09 | Manchester Tank Company | Not available | 2005-06-01 | ASME (American Association of Mechanical Engineers) | ASME 8/1 | LPG | Not available | 3.3 MPa | 143.0 ltr | 3/4 NGT | 410 | Not applicable | 1195 | Not applicable | 61.0 kg | Not applicable | 198276 |  |  | Not recorded | Not applicable | No comment
Special Gas Cylinders | LAB7193SP | 2007-11-09 | Manchester Tank Company | Not available | 2005-06-01 | ASME (American Association of Mechanical Engineers) | ASME 8/1 | LPG | Not available | 3.3 MPa | 163 L (43.2 US gallons) | 3/4 NGT | 465 | Not applicable | 1110 | Not applicable | 75.8 kg | Not applicable | 172012 |  |  | Not recorded | Not applicable | No comment
Special Gas Cylinders | LAB7194SP | 2007-11-08 | Catalina Cylinders | Not available | 1994-09-01 | Arrowhead Industrial Services | DOT 3AL | SCUBA | 228 bar | 352 Bar | 8.97 kg | 3/4" NPSM | 188 | Not applicable | 570 | Not applicable | 14.2 kg | Not applicable | A600005 |  |  | Not recorded | Not applicable | No comment
Special Gas Cylinders | LAB7195SP | 2007-11-13 | Faber | Not available | 2003-01-01 | Lloyds Register | BS 5045 | Air - Breathing Air | 240 bar | 451 bar | 7.0 litres | M25 x2 | 140 | Not applicable | 624 | Not applicable | 10.2 kg | Not applicable | 03/0098/009 |  |  | Not recorded | Not applicable | No comment
Special Gas Cylinders | LAB7196SP | 2008-01-18 | Manchester Tank Company | Not available | 2005-06-01 | ASME (American Association of Mechanical Engineers) | ASME 8/1 | LPG | Not available | 3.3 MPa | 91.7 L (24.02 gallons) | 3/4 NGT | 347 | Not applicable | 1001 | Not applicable | 33.8 kg | Not applicable | 1329161 |  |  | Not recorded | Not applicable | No comment
Special Gas Cylinders | LAB7197SP | 2007-12-24 | Catalina Cylinders | Not available | 1998-05-01 | Arrowhead Industrial Services | DOT 3AL 2216 / TC 3ALM 153 | Air or Nitrogen (N2) | Not available | Not available | 3.95 L | 3 /4 /16 UNF | 132 mm | Not applicable | 4.15 mm | Not applicable | 3.69 kg | Not applicable | BH005033 |  |  | Not recorded | Not applicable | No comment
Special Gas Cylinders | LAB7198SP | 2008-03-27 | Norris Cylinder Company Inc | Not available | 1996-02-01 | TH Cochrane Laboratories | DOT 3AA 2300 | Carbon dioxide (CO2) | 15.8 Mpa | 26.5 MPa | 342.2 mL | 1" NGT | 268 | Not applicable | Not available | Not applicable | 82.5 kg (182 lbs) | Not applicable | KF42584 KF43611 KF43525 KF43652 KF43551 KF43507 KF43607 KF43618 KF43553 |  |  | Not recorded | Not applicable | No comment
Special Gas Cylinders | LAB7199SP | 2008-05-10 | Faber | Not available | 2005-04-01 | Lloyds Register | BS 5045/7/CM/S | Air | 232 bar | 348 bar | 12.2 L | M25 x2 | 204 | Not applicable | 520 | Not applicable | 20 kg | Not applicable | 05/0787/006 |  |  | Not recorded | Not applicable | No comment
Special Gas Cylinders | LAB7200SP | 2008-01-09 | Faber | Not available | 2005-01-01 | Bureau Veritas | EN 1964-1 | Air - Breathing Air | 200 bar | 318 bar | 6 L | M25 x2 | 125 | Not applicable | 530 | Not applicable | 6.5 kg | Not applicable | 05/0020/003 |  |  | Not recorded | Not applicable | No comment
Special Gas Cylinders | LAB7201SP | 2008-01-08 | Faber | Not available | 2004-11-01 | Bureau Veritas | EN 1964-1 | Air - Breathing Air | 232 bar | 372 bar | 12 ltr | M25 x2 | 200 | Not applicable | 505 | Not applicable | 15 kg | Not applicable | 04/2386/161 04/2386/152 04/2386/150 04/2386/157 |  |  | Not recorded | Not applicable | No comment
Special Gas Cylinders | LAB7202SP | 2008-01-08 | Faber | Not available | 2005-01-01 | Bureau Veritas | EN 1964-1 | Air - Breathing Air | 200 bar | 318 bar | 10 ltr | M25 x2 | 162 | Not applicable | 565 | Not applicable | 10.1 kg | Not applicable | 05/0010/075 05/0010/073 05/0010/048 05/0010/066 05/0010/072 05/0010/047 05/0010/040 05/0010/080 |  |  | Not recorded | Not applicable | No comment
Special Gas Cylinders | LAB7203SP | 2008-02-09 | Faber | Not available | 1995-01-01 | Apragaz | 84/525/EEC | Air | 200 bar | 300 bar | 12 L | M25 x2 | 640 | Not applicable | 515 | Not applicable | 14.3 kg | Not applicable | 95/3023/066 |  |  | Not recorded | Not applicable | No comment
Special Gas Cylinders | LAB7204SP | 2008-01-08 | Catalina Cylinders | Not available | 2005-03-01 | Apragaz | DOT 3AL 2957 | Air - Breathing Air | 20.4 MPA | 34.5 Mpa | 11 kg | 3/4 NPSM | 58 | Not applicable | 66 | Not applicable | 14 kg | Not applicable | AS0395955 |  |  | Not recorded | Not applicable | No comment
Special Gas Cylinders | LAB7205SP | 2008-01-08 | Faber | Not available | 1001-01-01 | Lloyds Register | BS 5045/1/CM/S | Air | 232 bar | 348 bar | 10.5 L | 3/4 NPSM | 178 | Not applicable | 500 | Not applicable | 11.6 kg | Not applicable | 02/1936/031 03/1909/042 |  |  | Not recorded | Not applicable | No comment
Special Gas Cylinders | LAB7206SP | 2008-01-15 | Faber | Not available | 2005-01-01 | Lloyds Register | BS 5045/7/CM/S | Air - SCUBA | 232 bar | 348 bar | 3.0 L | M25 x2 | 100 | Not applicable | 502 | Not applicable | 4.24 kg | Not applicable | 59 |  |  | Not recorded | Not applicable | No comment
Special Gas Cylinders | LAB7207SP | 2008-01-15 | Faber | Not available | 2004-01-01 | Lloyds Register | BS 5045/7/CM/S | Air - SCUBA | 232 bar | 348 bar | 12.2 L | 25x2 | 203 | Not applicable | 524 | Not applicable | 13.9 kg | Not applicable | 04/0033/027 04/0033/048 |  |  | Not recorded | Not applicable | No comment
Special Gas Cylinders | LAB7208SP | 2008-01-30 | IWKA | Germany | 1982-05-01 | TUV (Technische Ueberwachungs Verein) | BS 5045 | SCUBA | 207 Bar | 354 Bar | 11.05 L | 3/4 BSP | 179 | Not applicable | 603 | Not applicable | 13.92 kg | Not applicable | 0834EA46 |  |  | Not recorded | Not applicable | No comment
Special Gas Cylinders | LAB7209SP | 2008-01-29 | Faber | Not available | 1998-06-01 | Lloyds Register | BS 5045/1/CM/S | Air | 232 Bar | 348 Bar | 15.0 L | M25 x2 | 640 mm | Not applicable | 624 mm | Not applicable | 16 kg | Not applicable | 99/9403/188 |  |  | Not recorded | Not applicable | No comment
Special Gas Cylinders | LAB7210SP | 2008-01-29 | Faber | Not available | 2005-01-01 | Lloyds Register | Not available | Air | 232 Bar | 372 Bar | 15 L | M25 x2 | 640 | Not applicable | 624 | Not applicable | 17.70 kg | Not applicable | 05/0045/199 |  |  | Not recorded | Not applicable | No comment
Special Gas Cylinders | LAB7211SP | 2008-01-29 | Luxfer Gas Cylinders | UK | 1998-06-01 | Lloyds Register | BS 5045-3 | Air | 23200 KPA | 34800 KPA | 12.20 L | M25 x2 -150 | 642 mm | Not applicable | 617 mm | Not applicable | 16.45 kg | Not applicable | P2986M/A3419 |  |  | Not recorded | Not applicable | No comment
Special Gas Cylinders | LAB7212SP | 2008-02-13 | Faber | Not available | 2004-05-01 | Lloyds Register | BS 5045/1/CM/S | Air | 232 Bar | 352 Bar | 15 L | 3/4 NPSN | 203 | Not applicable | 610 | Not applicable | 16.6 kg | Not applicable | 1292 |  |  | Not recorded | Not applicable | No comment
Special Gas Cylinders | LAB7213SP | 2008-02-12 | Catalina Cylinders | Not available | 2004-01-01 | TH Cochrane Laboratories | DOT 3AL 3000 / TC 3ALM 207 | Air | 207 Bar | 345 Bar | 0.87 kg | 3 /4" NPSM | 260 mm | Not applicable | 275 mm | Not applicable | 1.20 kg | Not applicable | BV006922M4002 |  |  | Not recorded | Not applicable | No comment
Special Gas Cylinders | LAB7214SP | 2008-02-29 | Luxfer Gas Cylinders | Not available | 1997-04-01 | SGS | DOT 3AL | Air | 3000 psi | 5000 psi | 11.1 litres | 3/4 " npsm | 187 mm | Not applicable | 850 | Not applicable | 14.4 kg | Not applicable | SG0889 SG0899 |  |  | Not recorded | Not applicable | No comment
Special Gas Cylinders | LAB7215SP | 2008-02-13 | Faber | Not available | 2004-01-01 | Apragaz | EN 1964-1 | Air | 232 Bar | 372 Bar | 12.0 L | M25 x2 | 204 | Not applicable | 520 | Not applicable | 14.8kg | Not applicable | 04/0234/002 |  |  | Not recorded | Not applicable | No comment
Special Gas Cylinders | LAB7216SP | 2008-02-22 | Faber | Not available | 1993-01-01 | Apragaz | 84/525/EEC | Air | 200 Bar | 300 Bar | 10.0 L | M25 x2 | 172 | Not applicable | 582 | Not applicable | 11.6 kg | Not applicable | 93/3003/057 |  |  | Not recorded | Not applicable | No comment
Special Gas Cylinders | LAB7217SP | 2008-04-07 | IWKA | Not available | 1987-01-01 | TUV (Technische Ueberwachungs Verein) | LASS1 | Air | 207 BAR | 354 Bar | 11.0 l | 0.715"BS341 | 147 mm | Not applicable | 570mm | Not applicable | 10.1 kg | Not applicable | 4805EB2419 |  |  | Not recorded | Not applicable | No comment
Special Gas Cylinders | LAB7218SP | 2008-04-02 | Faber | Not available | 1995-01-01 | Apragaz | 84/525/EEC | Air | 200 bar | 300 bar | 12 l | M25x2 | 640 | Not applicable | 615 | Not applicable | 14.3 kg | Not applicable | 95/3023/056 |  |  | Not recorded | Not applicable | No comment
Special Gas Cylinders | LAB7219SP | 2008-04-09 | CIG (Commonwealth Industrial Gases) | Australia | 1996-03-01 | CIG (Commonwealth Industrial Gases) | AS 1777 | Air | 21.4 | 32.4 | 2.7 litres | 3/4 NPSN | 117 | Not applicable | 415 | Not applicable | 3.56 kg | Not applicable | LH2966 |  |  | Not recorded | Not applicable | Advised that condemned due to corrosion (10/9/2012)
Special Gas Cylinders | LAB7220SP | 2008-04-09 | Luxfer Gas Cylinders | Not available | 2004-03-01 | Arrowhead Industrial Services | DOT 3AL | Air | 20.7 mpa | 34.5 Mpa | 2.06 litres | 3/4 NPSM | 111 mm | Not applicable | 335 mm | Not applicable | 2.74 kg | Not applicable | NN 51483 |  |  | Not recorded | Not applicable | No comment
Special Gas Cylinders | LAB7221SP | 2008-04-09 | Luxfer Gas Cylinders | Not available | 2003-09-01 | Arrowhead Industrial Services | DOT 3AL 2015 | Air | 13.89 Mpa | 23.15 Mpa | 2.84 litres | 3/4 NPSM | 111 mm | Not applicable | 416 mm | Not applicable | 2.37 kg | Not applicable | BW 198388 |  |  | Not recorded | Not applicable | No comment
Special Gas Cylinders | LAB7222SP | 2008-04-09 | Faber | Not available | 2003-09-01 | Lloyds Register | BS 5045/1/CM/S | Air | 232 Bar | 348 Bar | 12.2 l | M25 x2 | 179 | Not applicable | 640 | Not applicable | 13.8 kg | Not applicable | 03/1762/046 |  |  | Not recorded | Not applicable | No comment
Special Gas Cylinders | LAB7223SP | 2008-04-07 | Brunner | Not available | 1993-01-01 | ASME (American Association of Mechanical Engineers) | ASME 8/1 | LPG | 840 | 3.3 MPa | 148 L (39 US Gal) | 3/4 NGT | 407 | Not applicable | 121 | Not applicable | 65.6kg | Not applicable | BH 407 |  |  | Not recorded | Not applicable | No comment
Special Gas Cylinders | LAB7224SP | 2008-04-07 | Manchester Tank Company | Not available | 1994-01-01 | ASME (American Association of Mechanical Engineers) | ASME 8/1 | LPG | Not available | 3.3 MPa | 144 L (37.8 US Gal) | 3/4 NGT | 405 mm | Not applicable | 122 cm | Not applicable | 58.9 kg | Not applicable | 751416 |  |  | Not recorded | Not applicable | No comment
Special Gas Cylinders | LAB7225SP | 2008-04-09 | Faber | Not available | 2007-06-01 | Lloyds Register | BS 5045/1/CM/S | Air/Oxygen (O2)/SCUBA | 232 Bar | 348 Bar | 3.0 L | M25 x2 | 100 | Not applicable | 504 | Not applicable | 3.7 kg | Not applicable | 07/1050/008 07/1050/163 07/1051/011 |  |  | Not recorded | Not applicable | No comment
Special Gas Cylinders | LAB7226SP | 2008-05-10 | Faber | Not available | 2003-04-01 | Lloyds Register | BS 5045/7/CM/S | Air | 232 Bar | 348 Bar | 3.0L | M25x2 | 100mm | Not applicable | 500 | Not applicable | 4.03 | Not applicable | 03/8114/166 |  |  | Not recorded | Not applicable | No comment
Special Gas Cylinders | LAB7227SP | 2008-04-09 | Faber | Not available | 1995-09-01 | Lloyds Register | BS 5045/1/CM/S | Air | 23.2 MPa | 34.8 mpa | 15.0kg | 3/4 NPSM | 198 | Not applicable | 620 | Not applicable | 16.2 kg | Not applicable | WA15254 |  |  | Not recorded | Not applicable | No comment
Special Gas Cylinders | LAB7228SP | 2008-05-10 | Faber | Not available | 2007-10-01 | Lloyds Register | BS 5045 | Air | 232 bar | 348 Bar | 3.0 L | M25x2 | 100 | Not applicable | 500 | Not applicable | 3.78 kg | Not applicable | 07/2009/069 |  |  | Not recorded | Not applicable | No comment
Special Gas Cylinders | LAB7229SP | 2008-05-10 | Faber | Not available | 2006-01-01 | Lloyds Register | BS 5045 | Air | 232 bar | 348 Bar | 2.0 litre | M25x2 | 100 | Not applicable | 350 | Not applicable | 3.35kg | Not applicable | 06/8008/083 |  |  | Not recorded | Not applicable | No comment
Special Gas Cylinders | LAB7229SP | 2008-05-10 | Faber | Not available | 2006-01-01 | Lloyds Register | BS 5045 | Air | 232 bar | 348 Bar | 2.0 litre | M25x2 | 100 | Not applicable | 350 | Not applicable | 3.35kg | Not applicable | 06/8008/030 |  |  | Not recorded | Not applicable | No comment
Special Gas Cylinders | LAB7229SP | 2008-05-10 | Faber | Not available | 2006-01-01 | Lloyds Register | BS 5045 | Air | 232 bar | 348 Bar | 2.0 litre | M25x2 | 100 | Not applicable | 350 | Not applicable | 3.35kg | Not applicable | 06/8008/017 |  |  | Not recorded | Not applicable | No comment
Special Gas Cylinders | LAB7229SP | 2008-05-10 | Faber | Not available | 2006-01-01 | Lloyds Register | BS 5045 | Air | 232 bar | 348 Bar | 2.0 litre | M25x2 | 100 | Not applicable | 350 | Not applicable | 3.35kg | Not applicable | 06/8007/156 |  |  | Not recorded | Not applicable | No comment
Special Gas Cylinders | LAB7229SP | 2008-05-10 | Faber | Not available | 2005-12-01 | Lloyds Register | BS 5045 | Air | 232 bar | 348 Bar | 2.0 litre | M25x2 | 100 | Not applicable | 350 | Not applicable | 3.35kg | Not applicable | 05/8869/094 |  |  | Not recorded | Not applicable | No comment
Special Gas Cylinders | LAB7230SP | 2008-06-04 | Faber | Not available | 2007-06-01 | Lloyds Register | EN 1964-1 | Air | 232 bar | 372 Bar | 12 L | 25 x2 | 203 | Not applicable | 510 | Not applicable | 14.6 kg | Not applicable | 07/1610/014 |  |  | Not recorded | Not applicable | No comment
Special Gas Cylinders | LAB7231SP | 2008-06-04 | Faber | Not available | 1994-02-01 | Lloyds Register | BS 5045/1/CM/S | Air | 232 bar | 348 bar | 15.0 L | M25 x2 | 205 mm | Not applicable | 620 mm | Not applicable | 16.70 kg | Not applicable | 94/9629/004 |  |  | Not recorded | Not applicable | No comment
Special Gas Cylinders | LAB7232SP | 2008-06-04 | Vitkovice Cylinders | Not available | 2008-03-01 | TUV (Technische Ueberwachungs Verein) | EN 1964-1 | SCUBA - Nitrox | 232 bar | 348 bar | 3 L | M25 x2 | 100mm | Not applicable | 511 mm | Not applicable | 3.8 kg | Not applicable | 10260160 |  |  | Not recorded | Not applicable | No comment
Special Gas Cylinders | LAB7233SP | 2008-06-04 | Faber | Not available | 1996-10-01 | Lloyds Register | BS 5045 | Air | 300 bar | 465 bar | 10 L | M25 | 175 mm | Not applicable | 560 mm | Not applicable | 14.5 kg | Not applicable | 150 |  |  | Not recorded | Not applicable | No comment
Special Gas Cylinders | LAB7233SP | 2008-06-04 | Faber | Not available | 1997-06-01 | Lloyds Register | BS 5045 | Air | 300 bar | 465 bar | 10 L | M25 | 175 mm | Not applicable | 560 mm | Not applicable | 14.5 kg | Not applicable | 34 |  |  | Not recorded | Not applicable | No comment
Special Gas Cylinders | LAB7234SP | 2008-06-24 | Faber | Not available | 2007-03-01 | Lloyds Register | BS 5045/7/CM/S | Air | 232 bar | 348 bar | 7.0 litres | M25 x2 | 140 mm | Not applicable | 610 mm | Not applicable | 8.03 kg | Not applicable | 07/0429/003 07/0429/015 07/0429/091 07/0429/099 |  |  | Not recorded | Not applicable | No comment
Special Gas Cylinders | LAB7235SP | 2008-06-24 | Faber | Not available | 2006-01-01 | Lloyds Register | BS 5045 | Air | 23.2 mpa | 34.8 mpa | 3.0 litres | M25 | 101.8 | Not applicable | 505 | Not applicable | 4.40 kg | Not applicable | 06/8005/075 |  |  | Not recorded | Not applicable | No comment
Special Gas Cylinders | LAB7235SP | 2008-06-24 | Faber | Not available | 2006-01-01 | Lloyds Register | BS 5045 | Air | 23.2 mpa | 34.8 mpa | 3.0 litres | M25 | 101.8 | Not applicable | 505 | Not applicable | 4.40 kg | Not applicable | 06/8005/154 |  |  | Not recorded | Not applicable | No comment
Special Gas Cylinders | LAB7235SP | 2008-06-24 | Faber | Not available | 2006-08-01 | Lloyds Register | BS 5045 | Air | 23.2 mpa | 34.8 mpa | 3.0 litres | M25 | 101.8 | Not applicable | 505 | Not applicable | 4.40 kg | Not applicable | 06/8619/193 |  |  | Not recorded | Not applicable | No comment
Special Gas Cylinders | LAB7236SP | 2008-06-27 | Faber | Not available | 2007-06-01 | Lloyds Register | EN 1964-1 | Air | 232Bar | 372 bar | 12 litres | 25 x 2 | 203 | Not applicable | 510 | Not applicable | 14.6 | Not applicable | 07-1610-114 |  |  | Not recorded | Not applicable | No comment
Special Gas Cylinders | LAB7237SP | 2008-07-14 | Faber | Not available | 1997-03-01 | Lloyds Register | BS 5045/1/CM/S | Air | 300 Bar | 465 bar | 3.0L | M 25 x 2 ISO | 109 mm | Not applicable | 500 mm | Not applicable | 4.6 kg | Not applicable | 45 |  |  | Not recorded | Not applicable | No comment
Special Gas Cylinders | LAB7238SP | 2008-07-27 | Structural Composite Industries (SCI) | Not available | 2005-05-01 | TH Cochrane Laboratories | DOT-E10945-4350 | SCBA | 30000 kpa (both) | 50000 kpa (both) | 6.8 litres (both) | M18 x 1.5 | 158 mm (6.21 in) | Not applicable | 519 mm | Not applicable | 3.5 kg | Not applicable | ALT845-25012 |  |  | Not recorded | Not applicable | No comment
Special Gas Cylinders | LAB7238SP | 2008-07-27 | Structural Composite Industries (SCI) | Not available | 2005-05-01 | TH Cochrane Laboratories | DOT-E10945-4350 | SCBA | 30000 kpa (both) | 50000 kpa (both) | 6.8 litres (both) | M18 x 1.5 | 158 mm (6.21 in) | Not applicable | 519 mm | Not applicable | 3.5 kg | Not applicable | ALT845-25005 |  |  | Not recorded | Not applicable | No comment
Special Gas Cylinders | LAB7239SP | 2008-07-11 | Faber | Not available | 1990-07-01 | Arrowhead Industrial Services | DOT 3AA 2400 | Air - SCUBA | 16.6 Mpa | 27.6 Mpa | 12.0 litres | 3/4" NPSM | 174 mm | Not applicable | 670 mm | Not applicable | 13.56 kg | Not applicable | 90/9003/059 |  |  | Not recorded | Not applicable | No comment
Special Gas Cylinders | LAB7240SP | 2008-07-11 | Faber | Not available | 1999-07-01 | Arrowhead Industrial Services | DOT 3AA 2400 | Air - SCUBA | 16.6 Mpa | 27.6 Mpa | 10.0 litres | 3/4" NPSM | 180mm | Not applicable | 539 mm | Not applicable | 12.02 kg | Not applicable | 99/8592/033 |  |  | Not recorded | Not applicable | No comment
Special Gas Cylinders | LAB7241SP | 2008-07-17 | Faber | Not available | 2004-11-01 | Lloyds Register | BS 5045/7/CM/S | Air - SCUBA | 232 bar | 348 bar | 3.0 litres | M25x2 | 100 mm | Not applicable | 504 mm | Not applicable | 3.7 kg | Not applicable | 04/8762/006 |  |  | Approved for use with Air only; cylinders failed developed pressure test for cylinders | Not applicable | Not available
Special Gas Cylinders | LAB7241SP | 2008-07-17 | Faber | Not available | 2004-11-01 | Lloyds Register | BS 5045/7/CM/S | Air - SCUBA | 232 bar | 348 bar | 3.0 litres | M25x2 | 100 mm | Not applicable | 504 mm | Not applicable | 3.7 kg | Not applicable | 04/8763/043 |  |  | Approved for use with Air only; cylinders failed developed pressure test for cylinders | Not applicable | Not available
Special Gas Cylinders | LAB7241SP | 2008-07-17 | Faber | Not available | 2007-06-01 | Lloyds Register | BS 5045/7/CM/S | Air - SCUBA | 232 bar | 348 bar | 3.0 litres | M25x2 | 100 mm | Not applicable | 504 mm | Not applicable | 3.7 kg | Not applicable | 07/1650/190 |  |  | Approved for use with Air only; cylinders failed developed pressure test for cylinders | Not applicable | Not available
Special Gas Cylinders | LAB7241SP | 2008-07-17 | Faber | Not available | 2001-06-01 | Lloyds Register | BS 5045/7/CM/S | Air - SCUBA | 232 bar | 348 bar | 3.0 litres | M25x2 | 100 mm | Not applicable | 504 mm | Not applicable | 3.7 kg | Not applicable | 01/8388/151 |  |  | Approved for use with Air only; cylinders failed developed pressure test for cylinders | Not applicable | Not available
Special Gas Cylinders | LAB7241SP | 2008-07-17 | Faber | Not available | 2001-06-01 | Lloyds Register | BS 5045/7/CM/S | Air - SCUBA | 232 bar | 348 bar | 3.0 litres | M25x2 | 100 mm | Not applicable | 504 mm | Not applicable | 3.7 kg | Not applicable | 01/8389/104 |  |  | Approved for use with Air only; cylinders failed developed pressure test for cylinders | Not applicable | Not available
Special Gas Cylinders | LAB7242SP | 2008-08-19 | SCI | Not available | 2005-05-01 | TH Cochrane Laboratories | DOT E 10945 4350 | SCBA | 30 000 | 50 000 | 6.8 litres | M 18 x 1.5 | 158 mm (6.21 in) | Not applicable | 519mm | Not applicable | Not available | Not applicable | ALT 845 24992 ALT 845 24987 ALT 845 25004 ALT 845 25008 ALT 845 25010 ALT 845 25047 |  |  | Not recorded | Not applicable | No comment
Special Gas Cylinders | LAB7243SP | 2008-08-11 | Manchester Tank Company | Not available | 1999-01-01 | ASME (American Association of Mechanical Engineers) | ASME 8/1 | LPG | 240 PST | 3.3 | 24.7 US Gallon | 3/4 NGT | 354mm | Not applicable | 970 mm | Not applicable | 34.5 kg | Not applicable | 150920 |  |  | Not recorded | Not applicable | No comment
Special Gas Cylinders | LAB7244SP | 2008-08-11 | Heiser | Not available | 1984-01-01 | Bureau Veritas | BS 5045/1/CM/S | Air | 207 Bar | 343 Bar | 9 Litres | .715 " | 177mm | Not applicable | 505mm | Not applicable | 11.1 | Not applicable | K 69210 |  |  | Not recorded | Not applicable | No comment
Special Gas Cylinders | LAB7245SP | 2008-08-12 | Manchester Tank Company | Not available | 1994-01-01 | Hartford Steam Boiler Inspection & Insurance Company | ASME 8/1 | LPG to run motorhome applicance | 312 PSI | 468 PSI | 43.5 gallons (U.S) = 164.6 Litres | Various | 18 ins / 457.2 mm | Not applicable | 44 ins / 1117.6 mm | Not applicable | 143 lbs | Not applicable | 175180 |  |  | Not recorded | Not applicable | No comment
Special Gas Cylinders | LAB7246SP | 2008-12-16 | Catalina Cylinders | Not available | 2006-01-01 | TH Cochrane Laboratories | COT3AL 3000 / TC 3ALM 207 | Air - SCUBA | 207bar 3000PSI | 34.5 Mpa | 437 | 3/4 NPSM | 135mm | Not applicable | 505mm | Not applicable | 6.2kg | Not applicable | BS50010314 + BS0010218 |  |  | Not recorded | Not applicable | No comment
Special Gas Cylinders | LAB7247SP | 2008-08-27 | Catalina Cylinders | Not available | 2008-03-01 | TH Cochrane Laboratories | DOT 3AL 3000 | Air | 20.7 MPA | 34.5 MPA | 0.86 litres | 3/4 NPSM | 81mm | Not applicable | 276 mm | Not applicable | 1.94 kg | Not applicable | BV 014129 |  |  | Not recorded | Not applicable | No comment
Special Gas Cylinders | LAB7248SP | 2008-09-05 | Catalina Cylinders | Not available | 1987-09-01 | Steigerwalt Association | DOT 3AL | SCUBA | 20.7MPA | 35.8MPA | 11.45KG | 3/4 NPSM | 182 mm | Not applicable | 650mm | Not applicable | 15.30 KG | Not applicable | A38465 / A38488 |  |  | Not recorded | Not applicable | No comment
Special Gas Cylinders | LAB7249SP | 2008-12-24 | Faber | Not available | 2008-01-01 | Lloyds Register | BS 5045/7/CM/S | Air | 232 bar | 348 bar | 3 Litres | M 25 x 2 | 100 mm | Not applicable | 504 mm | Not applicable | 3.7 kg | Not applicable | 06/3108/022 |  |  | Not recorded | Not applicable | No comment
Special Gas Cylinders | LAB7249SP | 2008-12-24 | Faber | Not available | 2008-01-01 | Lloyds Register | BS 5045/7/CM/S | Air | 232 bar | 348 bar | 3 Litres | M 25 x 2 | 100 mm | Not applicable | 504 mm | Not applicable | 3.7 kg | Not applicable | 07/3109/012 |  |  | Not recorded | Not applicable | No comment
Special Gas Cylinders | LAB7249SP | 2008-12-24 | Faber | Not available | 2005-12-01 | Lloyds Register | BS 5045/7/CM/S | Air | 232 bar | 348 bar | 2 litres | M 25 x 2 | 100 mm | Not applicable | 350 mm | Not applicable | 3.7 kg | Not applicable | 05/8865/170 |  |  | Not recorded | Not applicable | No comment
Special Gas Cylinders | LAB7249SP | 2008-12-24 | Faber | Not available | 2006-10-01 | Lloyds Register | BS 5045/7/CM/S | Air | 232 bar | 348 bar | 3 Litres | M 25 x 2 | 100 mm | Not applicable | 504 mm | Not applicable | 3.7 kg | Not applicable | 06/8929/089 |  |  | Not recorded | Not applicable | No comment
Special Gas Cylinders | LAB7249SP | 2008-12-24 | Faber | Not available | 2006-10-01 | Lloyds Register | BS 5045/7/CM/S | Air | 232 bar | 348 bar | 3 Litres | M 25 x 2 | 100 mm | Not applicable | 504 mm | Not applicable | 3.7 kg | Not applicable | 06/8928/030 |  |  | Not recorded | Not applicable | No comment
Special Gas Cylinders | LAB7249SP | 2008-12-24 | Faber | Not available | 2006-01-01 | Lloyds Register | BS 5045/7/CM/S | Air | 232 bar | 348 bar | 2 litres | M 25 x 2 | 100 mm | Not applicable | 350 mm | Not applicable | 3.7 kg | Not applicable | 06/8008/100 |  |  | Not recorded | Not applicable | No comment
Special Gas Cylinders | LAB7249SP | 2008-12-24 | Faber | Not available | 2005-08-01 | Lloyds Register | BS 5045/7/CM/S | Air | 232 bar | 348 bar | 2 litres | M 25 x 2 | 100 mm | Not applicable | 350 mm | Not applicable | 3.7 kg | Not applicable | 05/1748/072 |  |  | Not recorded | Not applicable | No comment
Special Gas Cylinders | LAB7250SP | 2008-09-11 | Faber | Not available | 2007-07-01 | Bureau Veritas | EN144 EN1964-1 CE1370 | Air | 200 BAR | 318 BAR | 12.0 l | M 25 x 2 | 203mm | Not applicable | 508mm | Not applicable | 13.2 kg | Not applicable | 07/1784/120 and 07/1786/102 |  |  | Not recorded | Not applicable | No comment
Special Gas Cylinders | LAB7251SP | 2008-10-03 | Luxfer Gas Cylinders | Not available | 1987-02-01 | Lloyds Register | BS 5045-3 | Air | 232 BAR | 348 BAR | 9.2 L | 3/4 NPSM | 176mm | Not applicable | 610mm | Not applicable | 11.8 KG | Not applicable | P2627M 27A and P2627M 214A |  |  | Not recorded | Not applicable | No comment
Special Gas Cylinders | LAB7252SP | 2008-10-23 | IWKA | Not available | 1984-01-01 | TUV (Technische Ueberwachungs Verein) | BS 5045/1/CM/S | Air - SCUBA | 20.7 MPA | 35.4MPA | 9.0L | 0.715 BS 341 | 178mm | Not applicable | Not available | Not applicable | 11.30 kg | Not applicable | 0688 EB 1954 |  |  | Not recorded | Not applicable | No comment
Special Gas Cylinders | LAB7253SP | 2008-11-13 | Faber | Not available | 2007-05-01 | Arrowhead Industrial Services | DOT SP 13488-3442 | Air | 237 | 362 | 12.85 | NPSM | 580 | Not applicable | 650 | Not applicable | 16.14 | Not applicable | 07-1386-093 |  |  | Not recorded | Not applicable | No comment
Special Gas Cylinders | LAB7253SP | 2008-11-13 | Faber | Not available | 2006-04-01 | Arrowhead Industrial Services | DOT SP 13488-3442 | Air | 237 | 362 | 12.85 | NPSM | 580 | Not applicable | 650 | Not applicable | 15.35 kg | Not applicable | 06-1115-176 |  |  | Not recorded | Not applicable | No comment
Special Gas Cylinders | LAB7254SP | 2008-12-12 | Faber | Not available | 2006-09-01 | Lloyds Register | BS 5045/1/CM/S | Air - SCUBA | 232 bar | 356 Bar | 12.2 litres | 3/4 NPSM | 178 mm | Not applicable | 635 mm | Not applicable | 13.3 kg | Not applicable | 06/2035/014 & 06/2035/151 |  |  | Not recorded | Not applicable | No comment
Special Gas Cylinders | LAB7255SP | 2008-12-24 | Faber | Not available | 2006-06-01 | Lloyds Register | BS 5045 | Air | 232 bar | 348 bar | 3.0 litres | M 25 x 2 | 100mm | Not applicable | 500mm | Not applicable | 3-89 kg | Not applicable | 144 |  |  | Not recorded | Not applicable | No comment
Special Gas Cylinders | LAB7256SP | 2008-12-19 | Luxfer Gas Cylinders | Not available | 2001-04-01 | Arrowhead Industrial Services | DOT 3AL 3000 | Air | 20.7 MPA | 34.5 mpa | 11.2 | 3/4 NPSM | 183mm | Not applicable | 672mm | Not applicable | tw 14.3 kg | Not applicable | P481955 |  |  | Not recorded | Not applicable | No comment
Special Gas Cylinders | LAB7257SP | 2009-01-16 | Luxfer Gas Cylinders | UK | 1989-04-01 | Lloyds Register | BS 5045-3 | Carbon dioxide (CO2) | 232 bar | 34.8 | 9.2 litres | 25 x 2 | 191-94mm | Not applicable | 538 mm | Not applicable | 12.6 kg | Not applicable | P2701M 293A |  |  | Not recorded | Not applicable | No comment
Special Gas Cylinders | LAB7258SP | 2009-01-16 | Faber | Not available | 2002-09-01 | Lloyds Register | BS 5045/7/CM/S | Air - SCUBA | 23200 | 34800 | 15.0 litres | M 25 x 2 | 203 | Not applicable | 637 | Not applicable | 16.2 kg | Not applicable | 02/1630/040 |  |  | Not recorded | Not applicable | No comment
Special Gas Cylinders | LAB7259SP | 2009-01-16 | Luxfer Gas Cylinders | UK | 1989-03-01 | Lloyds Register | BS 5045 | SCUBA | 23200 kpa | 34800kpa | 9.2 litres | M 25 x 2 | 610 mm | Not applicable | 530 mm | Not applicable | 12.6 kg | Not applicable | P2701M 50A |  |  | Not recorded | Not applicable | No comment
Special Gas Cylinders | LAB7260SP | 2009-01-27 | Faber | Italy | 2007-11-01 | Lloyds Register | BS 5045 | Air | 232 bar | 348 bar | 12.2 Litres | 3/4 NPSM | 177 mm | Not applicable | 630 | Not applicable | 13.6 kg | Not applicable | 07/2927/095 |  |  | Not recorded | Not applicable | No comment
Special Gas Cylinders | LAB7261SP | 2008-06-11 | Catalina Cylinders | Not available | 2007-05-01 | TH Cochrane Laboratories | DOT 3AL | SCUBA | 206.84 BAR | 345 | 6.4 litres | 3/4" | 175 mm | Not applicable | 450 mm | Not applicable | 9.2 kg | Not applicable | EJ0002381 |  |  | Not recorded | Not applicable | No comment
Special Gas Cylinders | LAB7262SP | 2009-02-16 | Faber | Not available | 2000-08-01 | Arrowhead Industrial Services | DOT 3AA 3000 | Air - Dive Air | 3000 PSI | 34.5 MPA | 9.05 kg | 3/4 NPSM | 175 mm | Not applicable | 530 mm | Not applicable | TW 12.6 kg | Not applicable | 00/8724/072 |  |  | Not recorded | Not applicable | No comment
Special Gas Cylinders | LAB7262SP | 2009-02-16 | Faber | Not available | 2001-01-01 | Arrowhead Industrial Services | DOT 3AA 3000 | Air - Dive Air | 3000 PSI | 34.5 MPA | 9.05 kg | 3/4 NPSM | 175 mm | Not applicable | 530 mm | Not applicable | TW 12.6 kg | Not applicable | 01/010/010 |  |  | Not recorded | Not applicable | No comment
Special Gas Cylinders | LAB7262SP | 2009-02-16 | Faber | Not available | 2001-01-01 | Arrowhead Industrial Services | DOT 3AA 3000 | Air - Dive Air | 3000 PSI | 34.5 MPA | 9.05 kg | 3/4 NPSM | 175 mm | Not applicable | 530 mm | Not applicable | TW 12.6 kg | Not applicable | 01/010/030 |  |  | Not recorded | Not applicable | No comment
Special Gas Cylinders | LAB7262SP | 2009-02-16 | Faber | Not available | 2001-01-01 | Arrowhead Industrial Services | DOT 3AA 3000 | Air - Dive Air | 3000 PSI | 34.5 MPA | 9.05 kg | 3/4 NPSM | 175 mm | Not applicable | 530 mm | Not applicable | TW 12.6 kg | Not applicable | 01/010/075 |  |  | Not recorded | Not applicable | No comment
Special Gas Cylinders | LAB7262SP | 2009-02-16 | Faber | Not available | 2001-01-01 | Arrowhead Industrial Services | DOT 3AA 3000 | Air - Dive Air | 3000 PSI | 34.5 MPA | 9.05 kg | 3/4 NPSM | 175 mm | Not applicable | 530 mm | Not applicable | TW 12.6 kg | Not applicable | 01/010/036 |  |  | Not recorded | Not applicable | No comment
Special Gas Cylinders | LAB7263SP | 2009-02-24 | Catalina Cylinders | Not available | 2005-03-01 | TH Cochrane Laboratories | DOT 3AL | Air - SCUBA | 20.4 MPA | 34.5 MPA | 1.67 l | 3/4 NPT | 110 mm | Not applicable | 320 mm | Not applicable | 2.60 kg | Not applicable | AZ0013475 |  |  | Not recorded | Not applicable | No comment
Special Gas Cylinders | LAB7263SP | 2009-02-24 | Catalina Cylinders | Not available | 2005-03-01 | TH Cochrane Laboratories | DOT 3AL | Air - SCUBA | 20.4 MPA | 34.5 MPA | 1.67 l | 3/4 NPT | 110 mm | Not applicable | 320 mm | Not applicable | 2.60 kg | Not applicable | AZ0013421 |  |  | Not recorded | Not applicable | No comment
Special Gas Cylinders | LAB7263SP | 2009-02-24 | Catalina Cylinders | Not available | 2005-10-01 | TH Cochrane Laboratories | DOT 3AL | Air - SCUBA | 20.4 MPA | 34.5 MPA | 1.67 l | 3/4 NPT | 110 mm | Not applicable | 320 mm | Not applicable | 2.60 kg | Not applicable | AZ0014236 |  |  | Not recorded | Not applicable | No comment
Special Gas Cylinders | LAB7264SP | 2009-03-11 | Luxfer Gas Cylinders | Not available | 2006-08-01 | Arrowhead Industrial Services | DOT 3AL | Oxygen (O2) | 15.3 mpa | 25.5 mpa | 1.06 kg | M 16 | 80 mm | Not applicable | 300 mm | Not applicable | 1.05 kg | Not applicable | BC 518256 |  |  | Not recorded | Not applicable | No comment
Special Gas Cylinders | LAB7265SP | 2009-03-11 | Kammerich Stahlform | Germany | 1994-05-01 | TUV (Technische Ueberwachungs Verein) | BS 5045/7/CM/S | Air - SCUBA | 230 BAR | 345 bar | 10.0 l | 25 mm | 171 mm | Not applicable | 570 mm | Not applicable | 12.34 TW | Not applicable | 9700 E B 97 |  |  | Not recorded | Not applicable | No comment
Special Gas Cylinders | LAB7266SP | 2009-04-30 | Faber | Not available | 2007-06-01 | Lloyds Register | BS 5045/7/CM/S | Air/Nitrox | 232 bar | 348 bar | 15.0 L | M 25 x 2 | 206 mm | Not applicable | 616 mm | Not applicable | 16.6 kg TW | Not applicable | 07/1771/011 and 07/1771/054 |  |  | Not recorded | Not applicable | No comment
Special Gas Cylinders | LAB7267SP | 2009-03-11 | Faber | Not available | 2006-06-01 | Lloyds Register | EN 1964-1 | Air/Nitrox | 232 bar | 372 bar | 10.0 L | M 25 x 2 | 181 mm | Not applicable | 546 mm | Not applicable | 12.3 kg TW | Not applicable | 06/1667/096 and 06/1667/036 |  |  | Not recorded | Not applicable | No comment
Special Gas Cylinders | LAB7268SP | 2009-03-11 | Faber | Not available | 2006-06-01 | Lloyds Register | EN 1964-1 | Air/Nitrox | 232 bar | 372 bar | 12.2 L | M 25 x 2 | 178 mm | Not applicable | 641 mm | Not applicable | 14.5 kg TW | Not applicable | 06/1658/013 |  |  | Not recorded | Not applicable | No comment
Special Gas Cylinders | LAB7269SP | 2009-03-11 | Faber | Not available | 1997-03-01 | Lloyds Register | BS 5045/1/CM/S | Air/Nitrox | 232 bar | 348 bar | 12.2 L | M25 x 2 ISO | 203 mm | Not applicable | 521 mm | Not applicable | 13.7 kg TW | Not applicable | 97/9301/047 |  |  | Not recorded | Not applicable | No comment
Special Gas Cylinders | LAB7270SP | 2009-03-19 | Norris Cylinder Company Inc | Not available | 1996-09-01 | TH Cochrane Laboratories | DOT 3AA 2015 -Duel - TC 3AA M154 | SF6 | 13,900 kpa | 23,200 kpa | 15.9 kg | 1"AS B240 | 177 mm | Not applicable | 825 mm | Not applicable | TW 21.5 kg | Not applicable | 1799609Y |  |  | Not recorded | Not applicable | No comment
Special Gas Cylinders | LAB7271SP | 2009-03-17 | Catalina Cylinders | Not available | 2000-03-01 | Arrowhead Industrial Services | DOT 3AA 2265 | SF6 | 15,617 kpa | 26,040 kpa | 22.2 kg | 1"AS B240 | 177mm | Not applicable | 1090mm | Not applicable | TW 26.6 kg | Not applicable | F 814070 |  |  | Not recorded | Not applicable | No comment
Special Gas Cylinders | LAB7272SP | 2009-03-13 | Faber | Not available | 2005-04-01 | Lloyds Register | BS 5045/7/CM/S | Air - SCUBA | 300 bar | 451 bar | 3.0 litres | M25 x 2 | 100 mm | Not applicable | 508 mm | Not applicable | 4.84 kg | Not applicable | 05/8265/062 |  |  | Not recorded | Not applicable | No comment
Special Gas Cylinders | LAB7273SP | 2009-03-11 | Catalina Cylinders | Not available | 2006-08-01 | TH Cochrane Laboratories | DOT 3AL 1800 | Carbon dioxide (CO2) | 1800 | 20.6 mpa | 6.9 litres | 1.125 unf | 174 mm | Not applicable | 425 mm | Not applicable | 5.89 | Not applicable | EL0071177 |  |  | Not recorded | Not applicable | No comment
Special Gas Cylinders | LAB7274SP | 2009-04-23 | Luxfer Gas Cylinders | Not available | 1993-03-01 | Arrowhead Industrial Services | DOT 3AL | Air | 20.7 Mpa | 34.5 Mpa | 11.4 l | 3/4 NPSM | 200mm | Not applicable | 610 mm | Not applicable | 16.3 kg | Not applicable | UV923 |  |  | Not recorded | Not applicable | No comment
Special Gas Cylinders | LAB7275SP | 2009-06-06 | KKK | Not available | 1980-04-01 | Bureau Veritas | DOT 3AA 2015 | Carbon dioxide (CO2) | 13.9 Mpa | 23.2 Mpa | 69.2 kg | 3/4 NPT | 270 | Not applicable | 1500 | Not applicable | 84.50 kg | Not applicable | W1380 |  |  | Not recorded | Not applicable | No comment
Special Gas Cylinders | LAB7276SP | 2009-04-23 | Pressed Steel Tank Co | Not available | 1994-05-01 | TH Cochrane Laboratories | DOT E9791 3500 | Air - SCUBA | 3500 PSI | 5250 psi | 12.80 kg | 3/4 - 14 BSP | 185 mm | Not applicable | 630 mm | Not applicable | 14.7 kg | Not applicable | 441177 |  |  | Not recorded | Not applicable | No comment
Special Gas Cylinders | LAB7277SP | 2009-04-23 | Luxfer Gas Cylinders | Not available | 2004-11-01 | Arrowhead Industrial Services | DOT 3AL 2216 | Air Carbon dioxide (CO2) + Nitrogen (N2) | 2216PSI | 3693PSI | 6.05 | 1.125-12UNF-2B | 175 mm | Not applicable | 395 mm | Not applicable | 6.6 | Not applicable | FF36980 |  |  | Not recorded | Not applicable | No comment
Special Gas Cylinders | LAB7278SP | 2009-04-28 | Norris Cylinder Company Inc | Not available | 2004-08-01 | Arrowhead Industrial Services | TC-3AAM / DOT 3AA | Air - SCUBA | 209 bar | 313.7 bar | 11.4 kg | 3/4"-14 NPSM | 184mm | Not applicable | 565mm | Not applicable | 15.4 kg | Not applicable | 3025668Y |  |  | Not recorded | Not applicable | No comment
Special Gas Cylinders | LAB7279SP | 2009-07-28 | Luxfer Gas Cylinders | Not available | 2002-05-01 | Arrowhead Industrial Services | TC 3ALM / DOT 3AL | Air - SCUBA | 207bar | 34.5 Mpa | 11.1 kg | 3/4" x 14 NPSM | 184.2mm | Not applicable | 661.9mm | Not applicable | 14.2 kg | Not applicable | P523923 |  |  | Not recorded | Not applicable | No comment
Special Gas Cylinders | LAB7280SP | 2009-04-28 | Luxfer Gas Cylinders | Not available | 2003-08-01 | Arrowhead Industrial Services | DOT 3AL 3000 | Air/Nitrox | 3000 | 34.5 Mpa | 5.77 | 3/4 NPSM | 133mm | Not applicable | 630mm | Not applicable | 6.82 | Not applicable | LS 8468 and LS8442 |  |  | Not recorded | Not applicable | No comment
Special Gas Cylinders | LAB7281SP | 2009-08-04 | Pressed Steel Tank Co | Not available | 2005-10-01 | Steigerwalt Association | DOT-E9791-3442 | Air - SCUBA | 3150 psi | 5250 psi | 10.57L | 3/4 NPSM | 187 mm | Not applicable | 508 mm | Not applicable | 12.4 | Not applicable | 827641, 827625 |  |  | Not recorded | Not applicable | No comment
Special Gas Cylinders | LAB7282SP | 2009-06-15 | Manchester Tank Company | Not available | 2007-01-01 | ASME (American Association of Mechanical Engineers) | ASME 8/1 | LPG | 312 PSI (or | 43 bar | 24.205 Gal | 3/4 NPT | 355mm | Not applicable | 960 mm | Not applicable | 34.1 kg | Not applicable | 1600736 |  |  | Not recorded | Not applicable | No comment
Special Gas Cylinders | LAB7282SP | 2009-06-15 | Manchester Tank Company | Not available | 1998-01-01 | ASME (American Association of Mechanical Engineers) | ASME 8/1 | LPG | 312 PSI (or | 43 bar | 24.005 Gal | 3/4 NPT | 350mm | Not applicable | 990mm | Not applicable | 38.5 kg | Not applicable | 53740 |  |  | Not recorded | Not applicable | No comment
Special Gas Cylinders | LAB7283SP | 2009-06-06 | Beijing Tianhai Industry | Not available | 2008-06-01 | TUV (Technische Ueberwachungs Verein) | EN 1964-1 | Carbon dioxide (CO2) | Not available | 250 bar | 69.2L | 11 1/2 NGT | 266mm | Not applicable | 1490mm | Not applicable | 79.3kg | Not applicable | M8319187, M8318148, M8320183, M8323008 |  |  | Not recorded | Not applicable | No comment
Special Gas Cylinders | LAB7284SP | 2009-07-06 | Luxfer Gas Cylinders | Not available | 2003-05-01 | Arrowhead Industrial Services | DOT 3AL - 2015 | Air - SCUBA | 13.9 mpa | 23.2 mpa | 2.87 | 3/4 NPSM | 110 mm | Not applicable | 412 | Not applicable | 2.34 | Not applicable | BW 195779 |  |  | Not recorded | Not applicable | No comment
Special Gas Cylinders | LAB7285SP | 2009-07-07 | Pressed Steel Tank Co | Not available | 1994-05-01 | TH Cochrane Laboratories | DOT E9791 3500 | Air - SCUBA | 3500 psi | 5280 psi | 12.80 kg | 3/4 - 14 BSP | 185 mm | Not applicable | 630 | Not applicable | 14.7 | Not applicable | 425524 |  |  | Not recorded | Not applicable | No comment
Special Gas Cylinders | LAB7286SP | 2009-07-07 | Mannesmann | Not available | 1995-07-01 | TUV (Technische Ueberwachungs Verein) | BS 5045/1/CM/S | Air - SCUBA | 230 BAR | 345 bar | 12 | 3/4 NPSM | 205 | Not applicable | 510 | Not applicable | 14.58 | Not applicable | 1 810 BB 810 |  |  | Not recorded | Not applicable | No comment
Special Gas Cylinders | LAB7287SP | 2009-08-04 | NKY | Not available | 1980-06-01 | Bureau Veritas | DOT 3AA 2015 | Carbon dioxide (CO2) | 13.9 Mpa | 23.2 Mpa | 69.2 kg | 3/4 NPT | 270 | Not applicable | 1500 | Not applicable | 86.6 kg | Not applicable | W1380 |  |  | Not recorded | Not applicable | No comment
Special Gas Cylinders | LAB7288SP | 2009-09-24 | Luxfer Gas Cylinders | Not available | 1995-09-01 | Arrowhead Industrial Services | DOT 3AL 2015 | Oxygen (O2) - Medical | 13,893 kpa = 13.9 mpa | 23,200 kpa | 2.8L | 0.75"UNF | 111mm | Not applicable | 420mm | Not applicable | 2.94 kg | Not applicable | D142507 |  |  | Not recorded | Not applicable | No comment
Special Gas Cylinders | LAB7289SP | 2009-07-06 | Catalina Cylinders | Not available | 2004-01-01 | TH Cochrane Laboratories | DOT 3AL 3000 TC 3AL | SCUBA | 20700 kpa | 34500 kpa | 11.2 | 3/4" NPSM | 184mm | Not applicable | 660mm | Not applicable | 14.20 kg | Not applicable | AS03494025 AS0374788 |  |  | Not recorded | Not applicable | No comment
Special Gas Cylinders | LAB7290SP | 2009-07-06 | Showa Koatsu | Not available | 1980-12-01 | Arrowhead Industrial Services | DOT 3AA 2015 | Carbon dioxide (CO2) | Not available | 23.2 mpa | 40.6 | 1" BS341 | 230mm | Not applicable | 1180mm | Not applicable | 46.9 | Not applicable | 10581 |  |  | Not recorded | Not applicable | No comment
Special Gas Cylinders | LAB7291SP | 2009-08-04 | Showa Koatsu | Not available | 1980-12-01 | Arrowhead Industrial Services | DOT 3AA 2015 | Carbon dioxide (CO2) | Not available | 23.2 mpa | 40.5 | 1"BS | 230mm | Not applicable | 1170mm | Not applicable | 47.2 | Not applicable | 10576 |  |  | Not recorded | Not applicable | No comment
Special Gas Cylinders | LAB7292SP | 2009-08-26 | Faber | Not available | 1994-07-01 | Lloyds Register | 94/9787/025 BS5045/1/cm/5 | air | 232 | 348 | 12.2 l | M 25x2 | 178mm | Not applicable | 640 mm | Not applicable | 13.1 kg | Not applicable | 25 |  |  | Not recorded | Not applicable | No comment
Special Gas Cylinders | LAB7293SP | 2009-08-26 | Faber | Not available | 1989-03-01 | Lloyds Register | BS 5045/1/CM/S | air | op 232 | T348 | 12.0l | M 25x2 | 178mm | Not applicable | 625mm | Not applicable | 12.9kg | Not applicable | 45 |  |  | Not recorded | Not applicable | No comment
Special Gas Cylinders | LAB7294SP | 2009-08-26 | Manchester Tank Company | Not available | 2001-01-01 | ASME (American Association of Mechanical Engineers) | ASME 8/1 | LPG | 312 PSI | 4.3 mpa | 24.2 US Gallons | 3/4 ngt | 352 mm | Not applicable | 990mm | Not applicable | 35.1 kg | Not applicable | 1183119 |  |  | Not recorded | Not applicable | No comment
Special Gas Cylinders | LAB7295SP | 2009-09-24 | Faber | UK | 2009-03-01 | Lloyds Register | BS 5045/7/CM/S | Air/Oxygen (O2)/SCUBA | 232 bar | 348 bar | 3.0 litres | M25x2 | 100 | Not applicable | 504 | Not applicable | 3.7 kg | Not applicable | 09/1088/049 |  |  | Not recorded | Not applicable | No comment
Special Gas Cylinders | LAB7295SP | 2009-09-24 | Faber | UK | 2005-01-01 | Lloyds Register | BS 5045/7/CM/S | Air/Oxygen (O2)/SCUBA | 232 bar | 348 bar | 3.0 litres | M25x2 | 100 | Not applicable | 504 | Not applicable | 3.7 kg | Not applicable | Cylinder2: 05/8060/036 |  |  | Not recorded | Not applicable | No comment
Special Gas Cylinders | LAB7295SP | 2009-09-24 | Faber | UK | 2009-03-01 | Lloyds Register | BS 5045/7/CM/S | Air/Oxygen (O2)/SCUBA | 232 bar | 348 bar | 3.0 litres | M25x2 | 100 | Not applicable | 504 | Not applicable | 3.7 kg | Not applicable | Cylinder3: 09/1088/075 |  |  | Not recorded | Not applicable | No comment
Special Gas Cylinders | LAB7296SP | 2009-08-26 | Catalina Cylinders | Not available | 2002-04-01 | TH Cochrane Laboratories | DOT 3AL 3000 | SCUBA | 20.7 MPA | 34.5 Mpa | 11.4 L | 3/4" NPSM | 184.2 mm | Not applicable | 660 mm | Not applicable | 14.04 KG | Not applicable | cylinder 1: AS0306466 cylinder 2: AS0306520 |  |  | Not recorded | Not applicable | No comment
Special Gas Cylinders | LAB7297SP | 2009-09-24 | Luxfer Gas Cylinders | Not available | 2006-06-01 | Arrowhead Industrial Services | DOT 3AL 3000 | Air/Oxygen (O2)/SCUBA | 20.7 mpa | 34.5 mpa | 5.8 litres | NPSM | 135 mm | Not applicable | 630 mm | Not applicable | 6.8 kg | Not applicable | Cylinder 1: LS16751 Cylinder 2: LS16870 Cylinder 3: LS16793 Cylinder 4: LS16810 |  |  | Not recorded | Not applicable | No comment
Special Gas Cylinders | LAB7298SP | 2009-09-25 | Heiser | Not available | 1995-03-01 | Bureau Veritas | BS 5045/1/CM/S | Carbon dioxide (CO2)/ NZ mix | Not available | 25 mpa | 16.9 litres | 1" AS B240 | 176 | Not applicable | 873 | Not applicable | 17.8 kg | Not applicable | AU 9105 |  |  | Not recorded | Not applicable | No comment
Special Gas Cylinders | LAB7299SP | 2010-07-29 | Luxfer Gas Cylinders | Not available | 1998-04-01 | Lloyds Register | BS 5045-3 | Air/SCUBA/Nitrox | 232 bar | 352 bar | 3.0 litres | M25x2 | 117 mm | Not applicable | 471 mm | Not applicable | 4.27 kg | Not applicable | 59696 |  |  | Not recorded | Not applicable | LABDEC10006 SP
Special Gas Cylinders | LAB7300SP | 2009-10-01 | Brunner | Not available | 1993-01-01 | ASME (American Association of Mechanical Engineers) | ASME 8/1 | LPG | Max 312 PSI | 3300 kpa | 35.7 US gallons or 135.12 L | 3/4 NGT | 18 ins / 457.2 mm | Not applicable | 36 ins / 914.4mm | Not applicable | 69.6 kg | Not applicable | BF 5242 |  |  | Not recorded | Not applicable | No comment
Special Gas Cylinders | LAB7302SP | 2009-10-08 | Worthington Cylinders | Not available | 2005-04-01 | Arrowhead Industrial Services | DOT 3AA 2400 TC-3AAM184 | SCUBA | 2400 | 4000 | 12.6 | 4.36 | 182 mm | Not applicable | 626 mm | Not applicable | 16.2 kg | Not applicable | 2946407 |  |  | Not recorded | Not applicable | No comment
Special Gas Cylinders | LAB7303SP | 2009-11-02 | Faber | Not available | 2007-02-01 | Bureau Veritas | EN 1964-1 | Air | 200 bar | 31.8 | 15 litres | BPm | 202.36 = 203 rounded up | Not applicable | 626 mm | Not applicable | 16.6 kg | Not applicable | 174 |  |  | Not recorded | Not applicable | No comment
Special Gas Cylinders | LAB7304SP | 2009-11-02 | Faber | Not available | 2005-10-01 | Lloyds Register | BS 5045/1/CM/S | Air | 232 bar | 348 bar | 10.5 litres | 3/4 NPSM | 178mm | Not applicable | 550 mm | Not applicable | 11.9 kg | Not applicable | 50 |  |  | Not recorded | Not applicable | No comment
Special Gas Cylinders | LAB7305SP | 2009-11-02 | Faber | Not available | 2006-03-01 | Lloyds Register | BS 5045/1/CM/S | Air | 232 bar | 348 bar | 12.2 litres | 3/4 NPSM | 178mm | Not applicable | 650 mm | Not applicable | 13.5 kg | Not applicable | 46 |  |  | Not recorded | Not applicable | No comment
Special Gas Cylinders | LAB7306SP | 2009-11-04 | Catalina Cylinders | Not available | 1994-08-01 | Arrowhead Industrial Services | TC 3ALM 207 / DOT 3AL 3000 | Air - SCUBA | 20.7 mpa | 34.5 Mpa | 1.83 kg | 3/4 NPSM | 111 mm | Not applicable | 307 mm | Not applicable | 2.48 kg | Not applicable | AZ 00704 |  |  | Not recorded | Not applicable | No comment
Special Gas Cylinders | LAB7307SP | 2009-11-04 | Mannesmann | Not available | 1995-10-01 | TUV (Technische Ueberwachungs Verein) | BS 5045/1/CM/S | Argon (Ar) | 230 bar | 345 bar | 10.0 litres | 1"AS B240 | 177 mm | Not applicable | 560 mm | Not applicable | TW18.46 kg | Not applicable | 22474 |  |  | Not recorded | Not applicable | No comment
Special Gas Cylinders | LAB7308SP | 2009-11-17 | Manchester Tank Company | Not available | 2000-01-01 | ASME (American Association of Mechanical Engineers) | ASME 8/1 | LPG | 312 psi or 21.5 bar | 4.30 Mpa | 24.2 US Gallons | 3/4 NGT | 353 mm | Not applicable | 980 mm | Not applicable | 34.3 kg | Not applicable | 1240836 |  |  | Not recorded | Not applicable | No comment
Special Gas Cylinders | LAB7309SP | 2010-03-30 | Faber | Not available | 1999-07-01 | Lloyds Register | BS 5045/1/CM/S | Air/ Nitrox/ Oxygen (O2) | 232 Bar | 348 Bar | 3.0 L | M25x2 | 100 mm | Not applicable | 508 mm | Not applicable | 3.6 kg | Not applicable | 99/9429/105 |  |  | Not recorded | Not applicable | No comment
Special Gas Cylinders | LAB7310SP | 2010-01-13 | Luxfer Gas Cylinders | Not available | 1987-01-01 | Arrowhead Industrial Services | DOT 3AL | Air | 2015 PSI / 139 bar | 33358 PSI | 2.8 litres | 3/4 NPSM | 110 mm | Not applicable | 411 mm | Not applicable | 2.2 kg | Not applicable | KK08194 |  |  | Not recorded | Not applicable | No comment
Special Gas Cylinders | LAB7311SP | 2010-01-13 | Luxfer Gas Cylinders | Not available | 2006-07-01 | Lloyds Register | EN 1975 | Air | 232 bar | 348 bar | 7 litres | M25x2 | 150mm | Not applicable | 640 mm | Not applicable | 10.05 kg | Not applicable | P3173 |  |  | Not recorded | Not applicable | No comment
Special Gas Cylinders | LAB7312SP | 2010-03-12 | Faber | Not available | 2009-09-01 | Lloyds Register | BS 5045 | Air/Nitrox | 232 bar | 348 bar | 2L | M25X2 | 100 mm | Not applicable | 350mm | Not applicable | 3 kg | Not applicable | 09/1182/118 |  |  | Not recorded | Not applicable | No comment
Special Gas Cylinders | LAB7312SP | 2010-03-12 | Faber | Not available | 2009-09-01 | Lloyds Register | BS 5045 | Air/Nitrox | 232 bar | 348 bar | 2L | M25X2 | 100 mm | Not applicable | 350mm | Not applicable | 4 kg | Not applicable | 09/1182/162 |  |  | Not recorded | Not applicable | No comment
Special Gas Cylinders | LAB7312SP | 2010-03-12 | Faber | Not available | 2009-09-01 | Lloyds Register | BS 5045 | Air/Nitrox | 232 bar | 348 bar | 2L | M25X2 | 100 mm | Not applicable | 350mm | Not applicable | 5 kg | Not applicable | 09/1182/182 |  |  | Not recorded | Not applicable | No comment
Special Gas Cylinders | LAB7312SP | 2010-03-12 | Faber | Not available | 2009-06-01 | Lloyds Register | BS 5045 | Air/Nitrox | 232 bar | 348 bar | 3L | M25X2 | 100 mm | Not applicable | 450 mm | Not applicable | 3.7 kg | Not applicable | 09/1866/002 |  |  | Not recorded | Not applicable | No comment
Special Gas Cylinders | LAB7312SP | 2010-03-12 | Faber | Not available | 2009-06-01 | Lloyds Register | BS 5045 | Air/Nitrox | 232 bar | 348 bar | 3L | M25X2 | 100 mm | Not applicable | 450 mm | Not applicable | 3.7 kg | Not applicable | 09/1866/072 |  |  | Not recorded | Not applicable | No comment
Special Gas Cylinders | LAB7313SP | 2009-12-24 | Eurocylinder Systems GmbH | Not available | 2009-07-01 | TUV (Technische Ueberwachungs Verein) | EN 1964-1 | Oxygen (O2) - Medical | 200 bar | 300 bar | 0.8L | 1/2 NGT | 82.5 mm | Not applicable | 230 mm | Not applicable | 1.4 kg | Not applicable | SL01076 & SL1057 |  |  | Not recorded | Not applicable | No comment
Special Gas Cylinders | LAB7314SP | 2010-01-13 | Luxfer Gas Cylinders | Not available | 2005-06-01 | Arrowhead Industrial Services | DOT 3AL 2015 / TC 3ALM 139 | Oxygen (O2) | 139 bar | 232 bar | 2.87 kg | 3/4 - 16 UNF straight | 110mm | Not applicable | 415 mm | Not applicable | tw2.30kg | Not applicable | BW406852 BW406888 BW406921 BW406913 BW406922 |  |  | Not recorded | Not applicable | No comment
Special Gas Cylinders | LAB7315SP | 2010-03-01 | Luxfer Gas Cylinders | Not available | 2006-06-01 | Arrowhead Industrial Services | DOT 3AL 3000 | Air/Oxygen (O2)/SCUBA | 20.7 mpa | 34.5 mpa | 5.8 litre | npsm | 135mm | Not applicable | 630mm | Not applicable | 6.8 kg | Not applicable | LS 16788 LS 16799 LS 16766 LS 16756 |  |  | Not recorded | Not applicable | No comment
Special Gas Cylinders | LAB7316SP | 2010-03-09 | Worthington Cylinders | Not available | 2009-04-01 | Arrowhead Industrial Services | DOT SP14157 3442 | SCUBA | 230 Bar | 362 Bar | 9.93 Kg | 3/4" NPSM | 190 mm | Not applicable | 580 mm | Not applicable | 13.91 kg | Not applicable | 4136498 |  |  | Not recorded | Not applicable | No comment
Special Gas Cylinders | LAB7317SP | 2010-02-02 | Faber | Not available | 2005-06-01 | Lloyds Register | BS 5045/7/CM/S | Air - SCUBA | 232 bar | 348 bar | 12.2 litres | M25x2 | 178mm | Not applicable | 65cm | Not applicable | 13.6 kg | Not applicable | 100, 106 |  |  | Not recorded | Not applicable | No comment
Special Gas Cylinders | LAB7318SP | 2010-02-03 | Brunner | Not available | 1996-01-01 | ASME (American Association of Mechanical Engineers) | ASME 8/1 | LPG | 312 psi | 4.30mpa | 155.4 litres | 3/4 NGT | 505mm | Not applicable | 850mm | Not applicable | 69.8 kg | Not applicable | B.P 968 |  |  | Not recorded | Not applicable | No comment
Special Gas Cylinders | LAB7319SP | 2010-02-04 | Heiser | Not available | 1986-01-01 | Bureau Veritas | BS 5045/1/CM/S | Air | 228 bar | 342 bar | 12.0 kg | .715" BS5741 | 175 mm | Not applicable | 650 mm | Not applicable | 14.7 kg | Not applicable | P75449, P75816 |  |  | Not recorded | Not applicable | No comment
Special Gas Cylinders | LAB7320SP | 2010-03-09 | CTCO | Not available | 1981-01-01 | Lloyds Register | BS 5045/1/CM/S | Oxygen (O2) | 196 bar | 357 bar | 49.9 kg | 1" BS341 | 230mm | Not applicable | 1540 mm | Not applicable | 82.9 kg | Not applicable | U613136L |  |  | Not recorded | Not applicable | No comment
Special Gas Cylinders | LAB7321SP | 2010-03-09 | CTCO | Not available | 1985-01-01 | Bureau Veritas | BS 5045/1/CM/S | SCBA | 206 bar | 343 bar | 9 L | 0.715" BS341 | 175mm | Not applicable | 520 mm | Not applicable | 10.2 kg | Not applicable | 1562623 |  |  | Not recorded | Not applicable | No comment
Special Gas Cylinders | LAB7322SP | 2010-03-09 | Heiser | Not available | 1984-01-01 | Bureau Veritas | BS 5045/1/CM/S | SCBA | 200 bar | 353 bar | 2 kg | 0.715" BS341 | 100mm | Not applicable | 350mm | Not applicable | 2.54 kg | Not applicable | K81229 |  |  | Not recorded | Not applicable | No comment
Special Gas Cylinders | LAB7323SP | 2010-02-28 | IWKA | Not available | 1998-12-01 | TUV (Technische Ueberwachungs Verein) | BS 5045/1/CM/S | Air | 300 bar | 504 bar | 4.0 litres | 1/2" BSP Taper | 118 mm | Not applicable | 590 mm | Not applicable | 6.22 kg | Not applicable | EB 3634 EB 3598 |  |  | Not recorded | Not applicable | No comment
Special Gas Cylinders | LAB7324SP | 2010-02-28 | Catalina Cylinders | Not available | 2001-04-01 | TH Cochrane Laboratories | DOT 3AL 3000 | Air | 207 bar | 34.5 | 11.1 kg | 3/4 " - 14 NGS | 185 mm | Not applicable | 660 mm | Not applicable | 14.6 kg | Not applicable | AS 270148 |  |  | Not recorded | Not applicable | No comment
Special Gas Cylinders | LAB7325SP | 2010-02-28 | Luxfer Gas Cylinders | Not available | 2002-08-01 | Arrowhead Industrial Services | DOT 3AL 3000 | Air | 207 bar | 34.5 | 11.1 kg | 3/4" NGS | 185 mm | Not applicable | 665 mm | Not applicable | 14.6 kg | Not applicable | P531162 |  |  | Not recorded | Not applicable | No comment
Special Gas Cylinders | LAB7326SP | 2010-03-30 | Faber | Not available | 2005-01-01 | Lloyds Register | EN144 EN1964-1 | Air | 232 Bar | 372 Bar | 12.5 L | M 25x2 | 202 mm | Not applicable | 532 mm | Not applicable | 15.3 Kg | Not applicable | 9 |  |  | Not recorded | Not applicable | No comment
Special Gas Cylinders | LAB7327SP | 2010-02-28 | IWKA | Not available | 1982-01-01 | TUV (Technische Ueberwachungs Verein) | BS 5045/1/CM/S | SCUBA | 207 bar | 353 bar | 12 L | 3/4 NPSM | 170 mm | Not applicable | 640 mm | Not applicable | 14.72 | Not applicable | 857EA2519 |  |  | Not recorded | Not applicable | No comment
Special Gas Cylinders | LAB7328SP | 2010-03-01 | Luxfer Gas Cylinders | Not available | 2002-08-01 | Arrowhead Industrial Services | DOT E 10915-4500 | Air | 4500 psi | 7515 psi | 1.5 kg | 5/8" UNF | 115 mm | Not applicable | 143 mm | Not applicable | 1.22 kg | Not applicable | TC-SU5134-310 & E40440 |  |  | Not recorded | Not applicable | No comment
Special Gas Cylinders | LAB7329SP | 2010-03-01 | CIG (Commonwealth Industrial Gases) | Not available | 1980-08-01 | CIG (Commonwealth Industrial Gases) | AS 1777 | Air | 22.4 Mpa (Bar) | 34.5 MPa (Bar) | 11.55 kg | 3/4 " 14 NPSM | 185 mm | Not applicable | 680 mm | Not applicable | 15.55 kg | Not applicable | C 6626 |  |  | Not recorded | Not applicable | No comment
Special Gas Cylinders | LAB7330SP | 2010-03-01 | Faber | Not available | 2005-01-01 | Lloyds Register | EN144 EN1964-1 | Air | 232 bar | 372 bar | 3.0 lts | M25x2 | 100 mm | Not applicable | 500 mm | Not applicable | 4.22 kg | Not applicable | 05/8060/060 |  |  | Not recorded | Not applicable | No comment
Special Gas Cylinders | LAB7331SP | 2010-03-01 | Faber | Not available | 2006-06-01 | Lloyds Register | EN144 EN1964-1 | Air | 232 Bar | 372 Bar | 12.2 Litres | M25x2 | 178 mm | Not applicable | 645 mm | Not applicable | 14.5 Kg | Not applicable | 06/1658/068 06/1658/053 |  |  | Not recorded | Not applicable | No comment
Special Gas Cylinders | LAB7332SP | 2010-03-08 | Faber | Not available | 2002-10-01 | Aqua Lung | BS 5045/7/CM/S | Air | 300 bar | 451 bar | 3.0 litres | M25x2 | 320 | Not applicable | 510 | Not applicable | 4.53 | Not applicable | CE 0038 |  |  | Not recorded | Not applicable | No comment
Special Gas Cylinders | LAB7333SP | 2010-03-08 | Beijing Tianhai Industry | Not available | 2003-05-01 | Arrowhead Industrial Services | DOT 3AA 2175 | Carbon dioxide (CO2) | 150 bar | 250 bar | 42.8 kg | 3/4 ngt | 232 mm | Not applicable | 1267 mm | Not applicable | 50.7 | Not applicable | M3196071 |  |  | Not recorded | Not applicable | No comment
Special Gas Cylinders | LAB7334SP | 2010-03-30 | Faber | Not available | 2005-03-01 | Lloyds Register | BS 5045/7/CM/S | Air | 300 Bar | 451 Bar | 3.0L | M25x2 | 100 mm | Not applicable | 493 mm | Not applicable | 5.01kg | Not applicable | 06/8192/054 |  |  | Not recorded | Not applicable | No comment
Special Gas Cylinders | LAB7335SP | 2010-04-19 | Asahi:Seisakusho | Not available | 2007-02-01 | Intertek | DOT -SP 12079 | SCUBA | 3442 Psi | 5250 psi | 12.85 kg | M25x2 | 185 mm | Not applicable | 635 mm | Not applicable | 16.58 kg | Not applicable | EKHR 21563 EKHR 21573 EKHR 22103 EKHR 22112 EKHR 23154 EKHR 23160 |  |  | Not recorded | Not applicable | No comment
Special Gas Cylinders | LAB7336SP | 2010-04-19 | Catalina Cylinders | Not available | 1998-06-01 | Arrowhead Industrial Services | DOT 3AL 3500 | SCUBA | 3500 psi (24131 kPa or 241 bar) | 5833 psi (40217 kPa or 402.17 bar) | 8.2 | 3/4" NPSM | 130 mm | Not applicable | 535 mm | Not applicable | 13 kg | Not applicable | CS000529 |  |  | Not recorded | Not applicable | No comment
Special Gas Cylinders | LAB7337SP | 2010-05-04 | Eurocylinder Systems GmbH | Not available | 2010-01-01 | TUV (Technische Ueberwachungs Verein) | EN 1964-1 | Carbon dioxide (CO2) | 200 bar | 300 bar | 5.4 litres | 3/4" - 14 NGT | 140 mm | Not applicable | 470 mm | Not applicable | 7.38 kg | Not applicable | ZLR181 ZLR184 ZLR186 ZLR187 |  |  | Not recorded | Not applicable | No comment
Special Gas Cylinders | LAB7338SP | 2010-05-11 | Faber | Not available | 2003-03-01 | Lloyds Register | BS 5045/7/CM/S | Air | 23.2 kPa or 232 Bar | 34.8 kPa or 348 Bar | 12.2 L | M25x2 | 178 mm | Not applicable | 638 mm | Not applicable | 13.5 kg | Not applicable | 03/0255/040 |  |  | Not recorded | Not applicable | No comment
Special Gas Cylinders | LAB7338SP | 2010-05-11 | Faber | Not available | 2003-04-01 | Lloyds Register | BS 5045/7/CM/S | Air | 23.2 kPa or 232 Bar | 34.8 kPa or 348 Bar | 12.2 L | M25x2 | 178 mm | Not applicable | 638 mm | Not applicable | 13.5 kg | Not applicable | 03/0982/131 |  |  | Not recorded | Not applicable | No comment
Special Gas Cylinders | LAB7339SP | 2010-05-03 | Faber | Not available | 2000-01-01 | Lloyds Register | BS 5045/1/CM/S | Air - SCUBA | 232 bar | 348 bar | 3.0 litres | M 25 x 2 | 100 mm | Not applicable | 500 mm | Not applicable | 4.2 | Not applicable | 66 |  |  | Not recorded | Not applicable | No comment
Special Gas Cylinders | LAB7340SP | 2010-05-11 | Faber | Not available | 1996-05-01 | Lloyds Register | BS 5045/1/CM/S | Air/Nitrox | 232 bar | 348 bar | 7.0 L | M25x2 | 140 mm | Not applicable | 585 mm | Not applicable | 7.8 kg | Not applicable | 09/9344/006 |  |  | Not recorded | Not applicable | No comment
Special Gas Cylinders | LAB7340SP | 2010-05-11 | Faber | Not available | 2000-02-01 | Lloyds Register | BS 5045/1/CM/S | Air/Nitrox | 232 bar | 348 bar | 7.0 L | M25x2 | 140 mm | Not applicable | 585 mm | Not applicable | 7.8 kg | Not applicable | 00/9269/045 |  |  | Not recorded | Not applicable | No comment
Special Gas Cylinders | LAB7340SP | 2010-05-11 | Faber | Not available | 1996-05-01 | Lloyds Register | BS 5045/1/CM/S | Air/Nitrox | 232 bar | 348 bar | 7.0 L | M25x2 | 140 mm | Not applicable | 585 mm | Not applicable | 7.8 kg | Not applicable | 96/9344/016 |  |  | Not recorded | Not applicable | No comment
Special Gas Cylinders | LAB7340SP | 2010-05-11 | Faber | Not available | 1999-11-01 | Lloyds Register | BS 5045/1/CM/S | Air/Nitrox | 232 bar | 348 bar | 7.0 L | M25x2 | 140 mm | Not applicable | 585 mm | Not applicable | 7.8 kg | Not applicable | 99/9684/055 |  |  | Not recorded | Not applicable | No comment
Special Gas Cylinders | LAB7342SP | 2010-05-11 | Faber | Not available | 2004-01-01 | Lloyds Register | 04/8038/032 = BS5045/7/CM/S 04/8003/124 = BS5045/7/2000 | Oxygen (O2) | 228 bar | 348 bar | 3 L | M25 | 99.5 mm | Not applicable | 500 mm | Not applicable | 04/8038/032 = 4.19 kg 04/8003/124 = 4.17 kg | Not applicable | 04/8038/032 04/8003/124 |  |  | Not recorded | Not applicable | No comment
Special Gas Cylinders | LAB7343SP | 2010-05-14 | Faber | Not available | 2009-09-01 | Lloyds Register | BS 5045/7/CM/S | Oxygen (O2) | 228 bar | 348 bar | 2L | M25 | 99.5 mm | Not applicable | 500mm | Not applicable | 3.79 kg | Not applicable | 09/1864/008 |  |  | Not recorded | Not applicable | No comment
Special Gas Cylinders | LAB7343SP | 2010-05-14 | Faber | Not available | 2009-06-01 | Lloyds Register | BS 5045/7/CM/S | Oxygen (O2) | 228 bar | 348 bar | 2L | M25 | 99.5 mm | Not applicable | 500mm | Not applicable | 3.77 kg | Not applicable | 09/1866/005 |  |  | Not recorded | Not applicable | No comment
Special Gas Cylinders | LAB7343SP | 2010-05-14 | Faber | Not available | 2009-09-01 | Lloyds Register | BS 5045/7/CM/S | Oxygen (O2) | 228 bar | 348 bar | 2L | M25 | 99.5 mm | Not applicable | 500mm | Not applicable | 3.71 kg | Not applicable | 09/1864/178 |  |  | Not recorded | Not applicable | No comment
Special Gas Cylinders | LAB7343SP | 2010-05-14 | Faber | Not available | 2009-09-01 | Lloyds Register | BS 5045/7/CM/S | Oxygen (O2) | 228 bar | 348 bar | 2L | M25 | 99.5 mm | Not applicable | 500mm | Not applicable | 3.73 kg | Not applicable | 09/1864/147 |  |  | Not recorded | Not applicable | No comment
Special Gas Cylinders | LAB7344SP | 2010-06-08 | Luxfer Gas Cylinders | Not available | 2009-10-01 | Arrowhead Industrial Services | DOT 3AL 3000 | Air/ Nitrox/ Oxygen (O2) | 20.7 Mpa | 34.5 Mpa | 5.7 kg | 3/4 NPSM | 135 mm | Not applicable | 630 mm | Not applicable | 6.86 kg | Not applicable | LS3459 |  |  | Not recorded | Not applicable | No comment
Special Gas Cylinders | LAB7344SP | 2010-06-08 | Luxfer Gas Cylinders | Not available | 2009-10-01 | Arrowhead Industrial Services | DOT 3AL 3000 | Air/ Nitrox/ Oxygen (O2) | 20.7 Mpa | 34.5 Mpa | 5.7 kg | 3/4 NPSM | 135 mm | Not applicable | 630 mm | Not applicable | 6.86 kg | Not applicable | LS3479 |  |  | Not recorded | Not applicable | No comment
Special Gas Cylinders | LAB7344SP | 2010-06-08 | Luxfer Gas Cylinders | Not available | 2009-10-01 | Arrowhead Industrial Services | DOT 3AL 3000 | Air/ Nitrox/ Oxygen (O2) | 20.7 Mpa | 34.5 Mpa | 5.7 kg | 3/4 NPSM | 135 mm | Not applicable | 630 mm | Not applicable | 6.86 kg | Not applicable | LS3450 |  |  | Not recorded | Not applicable | No comment
Special Gas Cylinders | LAB7344SP | 2010-06-08 | Luxfer Gas Cylinders | Not available | 2009-10-01 | Arrowhead Industrial Services | DOT 3AL 3000 | Air/ Nitrox/ Oxygen (O2) | 20.7 Mpa | 34.5 Mpa | 5.7 kg | 3/4 NPSM | 135 mm | Not applicable | 630 mm | Not applicable | 6.86 kg | Not applicable | LS3486 |  |  | Not recorded | Not applicable | No comment
Special Gas Cylinders | LAB7344SP | 2010-06-08 | Luxfer Gas Cylinders | Not available | 2009-10-01 | Arrowhead Industrial Services | DOT 3AL 3000 | Air/ Nitrox/ Oxygen (O2) | 20.7 Mpa | 34.5 Mpa | 5.7 kg | 3/4 NPSM | 135 mm | Not applicable | 630 mm | Not applicable | 6.86 kg | Not applicable | LS3457 |  |  | Not recorded | Not applicable | No comment
Special Gas Cylinders | LAB7344SP | 2010-06-08 | Luxfer Gas Cylinders | Not available | 2007-08-01 | Arrowhead Industrial Services | DOT 3AL 3000 | Air/ Nitrox/ Oxygen (O2) | 20.7 Mpa | 34.5 Mpa | 5.7 kg | 3/4 NPSM | 135 mm | Not applicable | 630 mm | Not applicable | 6.86 kg | Not applicable | LS22143 |  |  | Not recorded | Not applicable | No comment
Special Gas Cylinders | LAB7344SP | 2010-06-08 | Luxfer Gas Cylinders | Not available | 2009-10-01 | Arrowhead Industrial Services | DOT 3AL 3000 | Air/ Nitrox/ Oxygen (O2) | 20.7 Mpa | 34.5 Mpa | 5.7 kg | 3/4 NPSM | 135 mm | Not applicable | 630 mm | Not applicable | 6.86 kg | Not applicable | LS3445 |  |  | Not recorded | Not applicable | No comment
Special Gas Cylinders | LAB7344SP | 2010-06-08 | Luxfer Gas Cylinders | Not available | 2009-10-01 | Arrowhead Industrial Services | DOT 3AL 3000 | Air/ Nitrox/ Oxygen (O2) | 20.7 Mpa | 34.5 Mpa | 5.7 kg | 3/4 NPSM | 135 mm | Not applicable | 630 mm | Not applicable | 6.86 kg | Not applicable | LS3478 |  |  | Not recorded | Not applicable | No comment
Special Gas Cylinders | LAB7345SP | 2010-05-14 | Worthington Cylinders | Not available | 2009-02-01 | Arrowhead Industrial Services | DOT 4BA: 240 | LPG | 240 psi | 480 psi | 32.6 L | 3/4 NPT | 315 mm | Not applicable | 600 mm | Not applicable | 10.6 kg | Not applicable | 1360536 T 1360177 T 1231643 T 1233498 T |  |  | Not recorded | Not applicable | No comment
Special Gas Cylinders | LAB7346SP | 2010-05-21 | Faber | Not available | 2009-09-01 | Lloyds Register | BS 5045/7/CM/S | Breathing Apparatus | 232 bar | 348 bar | 3 L | M25 | 99.5 mm | Not applicable | 360mm | Not applicable | 2.78 kg | Not applicable | 09/1182/062 |  |  | Not recorded | Not applicable | No comment
Special Gas Cylinders | LAB7346SP | 2010-05-21 | Faber | Not available | 2009-09-01 | Lloyds Register | BS 5045/7/CM/S | Breathing Apparatus | 232 bar | 348 bar | 3 L | M25 | 99.5 mm | Not applicable | 360mm | Not applicable | 2.78 kg | Not applicable | 09/1182/075 |  |  | Not recorded | Not applicable | No comment
Special Gas Cylinders | LAB7346SP | 2010-05-21 | Faber | Not available | 2009-09-01 | Lloyds Register | BS 5045/7/CM/S | Breathing Apparatus | 232 bar | 348 bar | 3 L | M25 | 99.5 mm | Not applicable | 360mm | Not applicable | 2.78 kg | Not applicable | 09/1182/103 |  |  | Not recorded | Not applicable | No comment
Special Gas Cylinders | LAB7346SP | 2010-05-21 | Faber | Not available | 2010-01-01 | Lloyds Register | BS 5045/7/CM/S | Breathing Apparatus | 232 bar | 348 bar | 3 L | M25 | 99.5 mm | Not applicable | 360mm | Not applicable | 2.83 kg | Not applicable | 10/0091/168 |  |  | Not recorded | Not applicable | No comment
Special Gas Cylinders | LAB7347SP | 2010-09-06 | Luxfer Gas Cylinders | Not available | 2001-01-01 | Lloyds Register | BS 5045-3 | Air | 232 bar | 348 bar | 7 litres | M25 | 150 mm | Not applicable | 610 mm | Not applicable | 8.7 kg | Not applicable | P3051 m |  |  | Not recorded | Not applicable | No comment
Special Gas Cylinders | LAB7348SP | 2010-07-01 | Faber | Not available | 2006-01-01 | Lloyds Register | BS 5045/7/CM/S | Breathing Apparatus | 23.2 | 34.8 | 3.0 L | M 25 x 2 | 100 mm | Not applicable | 508 mm | Not applicable | 3.96 KG | Not applicable | 06/8001/042 |  |  | Not recorded | Not applicable | No comment
Special Gas Cylinders | LAB7349SP | 2010-07-05 | Stainless Tanks and Pressure Vessels | Not available | 2000-01-01 | Unknown | AS 3509 | Fire Extinguishant: 50 L foam extinguisher pressurised with Nitrogen | 13.5 bar | 36 bar | 65 L | Not available | 360 mm | Not applicable | 893 mm to neck ring 758 to sholder | Not applicable | S15730 = 17.40 kg S15790 = 17.38 kg S15041 = 17.42 kg S15359 = 17.46 kg S14249 = 17.40 kg S13054 = 17.42 kg | Not applicable | S15730 S15790 S15041 S15359 S14249 S13054 |  |  | Not recorded | Not applicable | No comment
Special Gas Cylinders | LAB7350SP | 2010-09-01 | Faber | Not available | 2009-10-01 | Lloyds Register | BS 5045/1/CM/S | Air | 232 bar | 348 bar | 7.0 L | 3/4 NPSM | 140 mm | Not applicable | 615 mm | Not applicable | 7.92 kg | Not applicable | 09/2762/095 09/2762/086 |  |  | Not recorded | Not applicable | Corrected serial numbers based on photos provided by test station 8/02/2019
Special Gas Cylinders | LAB7351SP | 2010-07-12 | Luxfer Gas Cylinders | Not available | 1994-08-01 | Lloyds Register | BS 5045-3 | Air - SCUBA | 232 bar | 348 bar | 3.0 L | M 25 x 2 | 110 | Not applicable | 495 | Not applicable | 3.67 kg | Not applicable | CG0857 |  |  | Not recorded | Not applicable | No comment
Special Gas Cylinders | LAB7352SP | 2010-11-15 | Faber | Not available | 2009-04-01 | Lloyds Register | EN 1964-1 | Air | 232 bar | 372 bar | 12 litres | M25 | 170 mm | Not applicable | 660 mm | Not applicable | 14.8 kg | Not applicable | 071, 044, 016, 036, 058, 028 |  |  | Not recorded | Not applicable | No comment
Special Gas Cylinders | LAB7353SP | 2010-07-02 | Catalina Cylinders | Not available | 2001-08-01 | TH Cochrane Laboratories | DOT 3AL 1800 | Nitrous Oxide | 1800 PSI or 12400 kPa | 3000 PSI or 20700 kPa | 14.4lb or 6.53 kg | 12G | 175mm | Not applicable | 517mm | Not applicable | 6.62 kg | Not applicable | H005787 |  |  | Not recorded | Not applicable | No comment
Special Gas Cylinders | LAB7354SP | 2010-07-05 | Faber | Not available | 2009-04-01 | Lloyds Register | EN 1964-1 | Breathing Apparatus | 232 bar | 372 bar | 12.0 L | M25x2 | 171 mm | Not applicable | 670 mm | Not applicable | 09/0990/076 = 14.7kg 09/0990/087 = 14.6 kg 09/0990/031 = 14.8 kg 09/0990/091 = 14.7 kg 09/0990/050 = 14.6 kg 09/0990/077 = 14.8 kg | Not applicable | 09/0990/076 09/0990/087 09/0990/031 09/0990/091 09/0990/050 09/0990/077 |  |  | Not recorded | Not applicable | No comment
Special Gas Cylinders | LAB7355SP | 2010-07-02 | IWKA | Not available | 1998-12-01 | TUV (Technische Ueberwachungs Verein) | BS 5045/1/CM/S | Air | 504 bar | 300 bar | 4 L | 1/2" BSP TAPER | 118mm | Not applicable | 590 mm | Not applicable | EB3313 = 6.14 kg EB3430 = 6.16 kg EB3646 = 6.23 kg EB3246 = 6.20 kg | Not applicable | EB3313 EB3430 EB3646 EB3246 |  |  | Not recorded | Not applicable | No comment
Special Gas Cylinders | LAB7357SP | 2010-08-16 | PCI | Not available | 1996-01-01 | SGS | AS 2470 | Refrigerant | Not available | 4.2 MPA | 66kg | 3/4 NGT | 370 mm | Not applicable | 850 mm | Not applicable | 30.9kg/30.5kg | Not applicable | 001449 001490 |  |  | Not recorded | Not applicable | No comment
Special Gas Cylinders | LAB7358SP | 2010-09-03 | Faber | Not available | 2003-03-01 | Lloyds Register | BS 5045/1/CM/S | Air | 232 bar | 352 bar | 15 L | 3/4 NPSM | 203 mm | Not applicable | 615 mm | Not applicable | 16.1 KG | Not applicable | 03/0709/101 |  |  | Not recorded | Not applicable | No comment
Special Gas Cylinders | LAB7359SP | 2010-09-06 | Manchester Tank Company | Not available | 1999-01-01 | ASME (American Association of Mechanical Engineers) | ASME 8/1 | LPG | 312 PSI | 4.30 MPa | 23.2 US Gallon or 88 L | 3/4 NGT | 350 mm | Not applicable | 995 mm | Not applicable | 35.4kg | Not applicable | 128501 |  |  | Not recorded | Not applicable | No comment
Special Gas Cylinders | LAB7360SP | 2010-08-26 | Luxfer Gas Cylinders | Not available | 2008-03-01 | Arrowhead Industrial Services | ISO 7866 GB | Air/Nitrox | 207 Bar | 311 bar | 11.1 Litres | M25x2 | 185 mm | Not applicable | 665 mm | Not applicable | 14.3 kg | Not applicable | P832523 |  |  | Not recorded | Not applicable | No comment
Special Gas Cylinders | LAB7361SP | 2010-08-26 | Faber | Not available | 1001-01-01 | Lloyds Register | BS 5045/1/CM/S | Air/Nitrox | 232 bar | 348 bar | 15 Litres | M25x2 | 202 mm | Not applicable | 620 mm | Not applicable | 16.7 kg | Not applicable | 94/9407/018 2:96/9006/040 |  |  | Not recorded | Not applicable | No comment
Special Gas Cylinders | LAB7362SP | 2010-10-15 | Faber | Not available | 2007-10-01 | Lloyds Register | BS 5045/7/CM/S | Air/ Nitrox/ Oxygen (O2) | 232 bar | 348 Bar | 3 Litres | M25x2 | 100 mm | Not applicable | 508 mm | Not applicable | 3.6 Kg | Not applicable | 07/2510/186 |  |  | Not recorded | Not applicable | No comment
Special Gas Cylinders | LAB7362SP | 2010-10-15 | Faber | Not available | 2003-07-01 | Lloyds Register | BS 5045/7/CM/S | Air/ Nitrox/ Oxygen (O2) | 232 bar | 348 Bar | 3 Litres | M25x2 | 100 mm | Not applicable | 508 mm | Not applicable | 3.6 Kg | Not applicable | 03/8362/112 |  |  | Not recorded | Not applicable | No comment
Special Gas Cylinders | LAB7362SP | 2010-10-15 | Faber | Not available | 2004-02-01 | Lloyds Register | BS 5045/7/CM/S | Air/ Nitrox/ Oxygen (O2) | 232 bar | 348 Bar | 3 Litres | M25x2 | 100 mm | Not applicable | 508 mm | Not applicable | 3.6 Kg | Not applicable | 04/8093/035 |  |  | Not recorded | Not applicable | No comment
Special Gas Cylinders | LAB7362SP | 2010-10-15 | Faber | Not available | 2003-01-01 | Lloyds Register | BS 5045/7/CM/S | Air/ Nitrox/ Oxygen (O2) | 232 bar | 348 Bar | 3 Litres | M25x2 | 100 mm | Not applicable | 508 mm | Not applicable | 3.6 Kg | Not applicable | 03/8007/058 |  |  | Not recorded | Not applicable | No comment
Special Gas Cylinders | LAB7363SP | 2010-08-16 | Luxfer Gas Cylinders | Not available | 1989-01-01 | Arrowhead Industrial Services | DOT 3AL 1800 | Carbon dioxide (CO2) | 1800 PSI or 20.7 MPA | 1800 PSI or 12.4 MPA | 13.5kg | 1.125 UNF | 203 mm | Not applicable | 590 mm | Not applicable | 10.3kg | Not applicable | U979486 and U979492 |  |  | Not recorded | Not applicable | No comment
Special Gas Cylinders | LAB7364SP | 2010-09-06 | Faber | Not available | 1993-07-01 | Lloyds Register | BS 5045/1/CM/S | SCUBA | 232 bar | 348 Bar | 3 Litres | M25 x 2 | 100 mm | Not applicable | 500 mm | Not applicable | 4.11 kg | Not applicable | 93/9505/078 |  |  | Not recorded | Not applicable | No comment
Special Gas Cylinders | LAB7365SP | 2010-09-06 | Faber | Not available | 1997-05-01 | Lloyds Register | BS 5045/1/CM/S | Air | 232 bar | 348 bar | 12.2 litre | M25 | 200 mm | Not applicable | 520 mm | Not applicable | 13.6 kg | Not applicable | 33 |  |  | Not recorded | Not applicable | No comment
Special Gas Cylinders | LAB7366SP | 2010-09-17 | Manchester Tank Company | Not available | 1999-02-01 | ASME (American Association of Mechanical Engineers) | ASME 8/1 | LPG vapour | 312 PSI | 4.30 Mpa | 24.205 Imperial gallon or 91.8 L | 3/4 NGT | 355 mm | Not applicable | 960 mm | Not applicable | 34.4 kg | Not applicable | 150945 |  |  | Not recorded | Not applicable | No comment
Special Gas Cylinders | LAB7367SP | 2010-11-03 | Chart Industries | Not available | 2010-06-01 | OneCIS | DOT 4L 291 | Nitrogen (N2) - Liquid Nitrogen | 292 PSI or 20.13 bar | Not available | 230 litres | DOT 4L 291: Liquid Nitrogen | 660 mm | Not applicable | 1392 mm | Not applicable | 165 kg | Not applicable | 31008751 |  |  | Not recorded | Not applicable | No comment
Special Gas Cylinders | LAB7367SP | 2010-11-03 | Chart Industries | Not available | 2010-07-01 | OneCIS | DOT 4L 291 | Nitrogen (N2) - Liquid Nitrogen | 292 PSI or 20.13 bar | Not available | 230 litres | DOT 4L 291: Liquid Nitrogen | 660 mm | Not applicable | 1392 mm | Not applicable | 165 kg | Not applicable | 31010478 |  |  | Not recorded | Not applicable | No comment
Special Gas Cylinders | LAB7367SP | 2010-11-03 | Chart Industries | Not available | 2010-07-01 | OneCIS | DOT 4L 291 | Nitrogen (N2) - Liquid Nitrogen | 292 PSI or 20.13 bar | Not available | 230 litres | DOT 4L 291: Liquid Nitrogen | 660 mm | Not applicable | 1392 mm | Not applicable | 165 kg | Not applicable | 31010482 |  |  | Not recorded | Not applicable | No comment
Special Gas Cylinders | LAB7367SP | 2010-11-03 | Chart Industries | Not available | 2010-07-01 | OneCIS | DOT 4L 291 | Nitrogen (N2) - Liquid Nitrogen | 292 PSI or 20.13 bar | Not available | 230 litres | DOT 4L 291: Liquid Nitrogen | 660 mm | Not applicable | 1392 mm | Not applicable | 165 kg | Not applicable | 31010481 |  |  | Not recorded | Not applicable | No comment
Special Gas Cylinders | LAB7368SP | 2010-10-12 | Pressed Steel Tank Co | Not available | 2003-08-01 | TH Cochrane Laboratories | DOT E9791 | Air | 3442 PSI or 237 bar | 5250 PSI | 12.7 litres | 3/4 14 NPSM | 7.2'' | Not applicable | 24.12'' | Not applicable | 33 lbs | Not applicable | 784795 & 794794 |  |  | Not recorded | Not applicable | No comment
Special Gas Cylinders | LAB7369SP | 2010-10-12 | Pressed Steel Tank Co | Not available | 2003-07-01 | TH Cochrane Laboratories | DOT E9791 | Air | 3442 PSI or 237 bar | 5250 PSI | 15.3 litres | 3/4 14 NPSM | 7.2'' | Not applicable | 28.25'' | Not applicable | 38 lbs | Not applicable | 781910 & 781894 |  |  | Not recorded | Not applicable | No comment
Special Gas Cylinders | LAB7370SP | 2010-10-12 | Manchester Tank Company | Not available | 1999-01-01 | ASME (American Association of Mechanical Engineers) | ASME 8/1 | LPG vapour | 312 psi or 21.5 bar | 4.30 Mpa | 91.8 litres | 3/4 NGT | 352 mm | Not applicable | 1103 mm | Not applicable | 33.8 kg | Not applicable | 159084 |  |  | Not recorded | Not applicable | No comment
Special Gas Cylinders | LAB7371SP | 2010-10-15 | Faber | Not available | 2000-03-01 | Lloyds Register | BS 5045/1/CM/S | Air/ Nitrox/ Oxygen (O2) | 232 bar | 348 Bar | 3 Litres | M25x2 | 100 mm | Not applicable | 508 mm | Not applicable | 3.6 Kg | Not applicable | 00/9345/007 |  |  | Not recorded | Not applicable | No comment
Special Gas Cylinders | LAB7371SP | 2010-10-15 | Faber | Not available | 1995-12-01 | Lloyds Register | BS 5045/1/CM/S | Air/ Nitrox/ Oxygen (O2) | 232 bar | 348 Bar | 3 Litres | M25x2 | 100 mm | Not applicable | 508 mm | Not applicable | 3.6 Kg | Not applicable | 95/9833/066 |  |  | Not recorded | Not applicable | No comment
Special Gas Cylinders | LAB7371SP | 2010-10-15 | Faber | Not available | 2003-03-01 | Lloyds Register | BS 5045/1/CM/S | Air/ Nitrox/ Oxygen (O2) | 232 bar | 348 Bar | 3 Litres | M25x2 | 100 mm | Not applicable | 508 mm | Not applicable | 3.6 Kg | Not applicable | 00/9345/074 |  |  | Not recorded | Not applicable | No comment
Special Gas Cylinders | LAB7372SP | 2010-11-04 | Faber | Not available | 2001-09-01 | Lloyds Register | BS 5045/7/CM/S | Air | 232 bar | 348 bar | 3 Litres | M25x2 | 100 mm | Not applicable | 500 mm | Not applicable | 3.7 kg | Not applicable | 01/2259/021 |  |  | Not recorded | Not applicable | No comment
Special Gas Cylinders | LAB7373SP | 2010-11-04 | Luxfer Gas Cylinders | Not available | 2010-05-01 | Arrowhead Industrial Services | DOT 3AL 3000 | Air/ Nitrox/ Oxygen (O2) | 207 bar | 345 bar | 5.7 kg | 3/4 NPSM | 135 mm | Not applicable | 630 mm | Not applicable | 6.86 kg | Not applicable | LS4453, LS4444, LS4468, LS4446, LS4439, LS4436 |  |  | Not recorded | Not applicable | No comment
Special Gas Cylinders | LAB7374SP | 2010-10-29 | Manchester Tank Company | Not available | 2005-06-01 | ASME (American Association of Mechanical Engineers) | ASME 8/1 | LPG vapour | 21.5 bar | 32 bar | 76.8 litres | 3/4 NGT | 362 mm | Not applicable | 870 mm | Not applicable | 32 kg | Not applicable | 126582 |  |  | Not recorded | Not applicable | No comment
Special Gas Cylinders | LAB7375SP | 2010-10-27 | Faber | Not available | 2001-09-01 | Lloyds Register | BS 5045 | Air - Dive Air | 252 bar | 348 bar | 5 litres | 3/4 NPSM | 140 mm | Not applicable | 450 mm | Not applicable | 6.0 kg | Not applicable | 23 |  |  | Not recorded | Not applicable | No comment
Special Gas Cylinders | LAB7376SP | 2010-10-27 | Luxfer Gas Cylinders | Not available | 1995-01-01 | Authorised Testing | DOT 3AL 3000 | Air - Dive Air | 207 bar | 345 bar | 2.9 kg | 3/4 NPSM | 110 mm | Not applicable | 470 mm | Not applicable | 3.69 kg | Not applicable | AF 1814 |  |  | Not recorded | Not applicable | No comment
Special Gas Cylinders | LAB7377SP | 2010-11-11 | Luxfer Gas Cylinders | Not available | 2000-01-01 | Arrowhead | DOT 3AL 3000 | Air - SCUBA | 207 bar | 345 bar | 11.19 kg | 3/4 NPSM | 183 mm | Not applicable | 663 mm | Not applicable | 14.23 kg | Not applicable | P467324 P454116 P463352 P453832 |  |  | Not recorded | Not applicable | No comment
Special Gas Cylinders | LAB7378SP | 2010-11-11 | Luxfer Gas Cylinders | Not available | 1999-01-01 | Arrowhead | DOT 3AL 3000 | Air - SCUBA | 207 bar | 345 bar | 11.19 kg | 3/4 NPSM | 183 mm | Not applicable | 663 mm | Not applicable | 14.23 kg | Not applicable | P416646 P416673 P411354 |  |  | Not recorded | Not applicable | No comment
Special Gas Cylinders | LAB7379SP | 2010-12-10 | Worthington-Faber | Not available | 2010-05-01 | Arrowhead Industrial Services | DOT-SP14157 | Air | 230 bar | 5250 | 12.2 litres | 3/4'' NGS | 184 mm | Not applicable | 601 mm | Not applicable | 15 kg | Not applicable | 4346890 |  |  | Not recorded | Not applicable | No comment
Special Gas Cylinders | LAB7380SP | 2010-12-14 | Faber | Not available | 2010-01-01 | Lloyds Register | BS 5045/7/CM/S | Air - Breathing Air | 232 bar | 348 bar | 3.0 litres | M25 | 99.5 mm | Not applicable | 500 mm | Not applicable | 3.77 kg | Not applicable | 10-0097-085 |  |  | Not recorded | Not applicable | No comment
Special Gas Cylinders | LAB7380SP | 2010-12-14 | Faber | Not available | 2010-01-01 | Lloyds Register | BS 5045/7/CM/S | Air - Breathing Air | 232 bar | 348 bar | 3.0 litres | M25 | 99.5 mm | Not applicable | 500 mm | Not applicable | 3.77 kg | Not applicable | 10-0097-038 |  |  | Not recorded | Not applicable | No comment
Special Gas Cylinders | LAB7380SP | 2010-12-14 | Faber | Not available | 2008-07-01 | Lloyds Register | BS 5045/7/CM/S | Air - Breathing Air | 232 bar | 348 bar | 3.0 litres | M25 | 99.5 mm | Not applicable | 500 mm | Not applicable | 3.77 kg | Not applicable | 08-3407-054 |  |  | Not recorded | Not applicable | No comment
Special Gas Cylinders | LAB7380SP | 2010-12-14 | Faber | Not available | 2008-07-01 | Lloyds Register | BS 5045/7/CM/S | Air - Breathing Air | 232 bar | 348 bar | 3.0 litres | M25 | 99.5 mm | Not applicable | 500 mm | Not applicable | 3.77 kg | Not applicable | 08-3407-058 |  |  | Not recorded | Not applicable | No comment
Special Gas Cylinders | LAB7380SP | 2010-12-14 | Faber | Not available | 2008-07-01 | Lloyds Register | BS 5045/7/CM/S | Air - Breathing Air | 232 bar | 348 bar | 3.0 litres | M25 | 99.5 mm | Not applicable | 500 mm | Not applicable | 3.77 kg | Not applicable | 08-3407-043 |  |  | Not recorded | Not applicable | No comment
Special Gas Cylinders | LAB7380SP | 2010-12-14 | Faber | Not available | 2010-01-01 | Lloyds Register | BS 5045/7/CM/S | Air - Breathing Air | 232 bar | 348 bar | 3.0 litres | M25 | 99.5 mm | Not applicable | 500 mm | Not applicable | 3.77 kg | Not applicable | 10-0097-040 |  |  | Not recorded | Not applicable | No comment
Special Gas Cylinders | LAB7381SP | 2010-12-14 | Luxfer Gas Cylinders | Not available | 2005-01-01 | Arrowhead | DOT 3AL 3000 | Air - SCUBA | 228 bar | 380 bar | 10.4 litres | 3/4" NGS | 183 mm | Not applicable | 657 mm | Not applicable | 16.15 kg | Not applicable | EA10678 EA10694 |  |  | Not recorded | Not applicable | No comment
Special Gas Cylinders | LAB7382SP | 2010-12-14 | Luxfer Gas Cylinders | Not available | 1986-03-01 | Authorised Testing | CTC/DOT 3AL 3200 | Air - SCUBA | 220 bar | 367 bar | 12.4 kg | 3/4" NGS | 205 mm | Not applicable | 680 mm | Not applicable | 16.90 kg | Not applicable | US 1645 US 1648 |  |  | Not recorded | Not applicable | No comment
Special Gas Cylinders | LAB7383SP | 2011-03-04 | Worthington | Not available | 1001-01-01 | Arrowhead | DOT E14157-3442 | Air - SCUBA | 237.3 bar | 361.9 bar | 9.28 litres, 11.4 Litres | 3/4 NPSM | 185mm | Not applicable | 510mm, 595mm | Not applicable | 14.1kg, 15.6kg | Not applicable | 3307317 & 3054869; 3308010 & 3749297 |  |  | Not recorded | Not applicable | No comment
Special Gas Cylinders | LAB7385SP | 2011-03-01 | Luxfer UK | Not available | 2000-04-01 | Lloyds Register | BS 5045/3/C/6 | Air - SCUBA | 232 bar | 348 bar | 10.4 litres | M25 x 2 ISO | 203 mm | Not applicable | 547 mm | Not applicable | 14.75 kg | Not applicable | 2451 & 1887 |  |  | Not recorded | Not applicable | No comment
Special Gas Cylinders | LAB7386SP | 2011-03-22 | Faber | Not available | 2000-05-01 | Lloyds Register | BS 5045/1/CM/S | Air - SCUBA | 300 bar | 465 bar | 10 litres | M25x2DIN | 178 mm | Not applicable | 548 mm | Not applicable | 14.4 kg | Not applicable | 00/9990/040 & 09/9393/004 |  |  | Not recorded | Not applicable | No comment
Special Gas Cylinders | LAB7387SP | 2011-03-01 | Luxfer Gas Cylinders | Not available | 1997-05-01 | Arrowhead | DOT 3AL 3000 | Air - SCUBA | 207 bar | 345 bar | 11.2 Litres | 3/4 NPSM | 184mm | Not applicable | 665mm | Not applicable | 14.25 kg | Not applicable | P312401, P315518 |  |  | Not recorded | Not applicable | No comment
Special Gas Cylinders | LAB7387SP | 2011-03-01 | Luxfer Gas Cylinders | Not available | 1997-09-01 | Arrowhead | DOT 3AL 3000 | Air - SCUBA | 207 bar | 345 bar | 11.2 Litres | 3/4 NPSM | 184mm | Not applicable | 665mm | Not applicable | 14.25 kg | Not applicable | P336186 |  |  | Not recorded | Not applicable | No comment
Special Gas Cylinders | LAB7388SP | 2011-03-01 | Catalina Cylinders | Not available | 2009-01-01 | TH Cochrane Laboratories | DOT 3AL 300 | Air - SCUBA | 207 bar | 345 bar | 11.2 Litres | 3/4 NPSM | 184mm | Not applicable | 660mm | Not applicable | 14.09 kg | Not applicable | AS 0508773 |  |  | Not recorded | Not applicable | No comment
Special Gas Cylinders | LAB7389SP | 2011-03-01 | Faber | Not available | 1996-09-01 | Lloyds Register | BS 5045/1/CM/S | Air - SCUBA | 300 bar | 465 bar | 10 litres | M25 x 2 | 178mm | Not applicable | 555mm | Not applicable | 14.3 kg | Not applicable | 96/9486/004 & 96/9486/078 |  |  | Not recorded | Not applicable | No comment
Special Gas Cylinders | LAB7390SP | 2011-03-01 | Faber | Not available | 2002-07-01 | Lloyds Register | BS 5045/7/CM/S | Air - SCUBA | 232 bar | 348 bar | 3 Litres | M25 x 2 | 100mm | Not applicable | 500mm | Not applicable | 3.7kg | Not applicable | 01/8457/134 |  |  | Not recorded | Not applicable | No comment
Special Gas Cylinders | LAB7391SP | 2011-03-01 | Faber | Not available | 1993-04-01 | Lloyds Register | BS 5045/1/CM/S | Air - SCUBA | 232 bar | 348 bar | 12.2 Litres | M25 x 2 | 177mm | Not applicable | 640mm | Not applicable | 13.3kg | Not applicable | 93/9648/140 |  |  | Not recorded | Not applicable | No comment
Special Gas Cylinders | LAB7392SP | 2011-03-01 | Faber | Not available | 1994-10-01 | Lloyds Register | BS 5045/1/CM/S | Air - SCUBA | 300 bar | 465 bar | 10 Litres | 3/4 NPSM | 178mm | Not applicable | 554mm | Not applicable | 14.4 kg | Not applicable | 94/9745/018 & 94/9754/014 |  |  | Not recorded | Not applicable | No comment
Special Gas Cylinders | LAB7393SP | 2011-03-16 | Faber | Not available | 1995-01-01 | Lloyds Register | BS 5045/1/CM/S | Air - SCUBA | 232 bar | 348 bar | 3.0 litre | M25-2 | 100mm | Not applicable | 500mm | Not applicable | 3.4kg | Not applicable | 9426/094 |  |  | Not recorded | Not applicable | No comment
Special Gas Cylinders | LAB7393SP | 2011-03-16 | Faber | Not available | 1997-01-01 | Lloyds Register | BS 5045/1/CM/S | Air - SCUBA | 232 bar | 348 bar | 3.0 litre | M25-2 | 100mm | Not applicable | 500mm | Not applicable | 3.7kg | Not applicable | 9426/110 |  |  | Not recorded | Not applicable | No comment
Special Gas Cylinders | LAB7394SP | 2011-03-22 | Faber | Not available | 1998-01-01 | Lloyds Register | BS 5045/1/CM/S | Air - SCUBA | 232 bar | 348 bar | 7.0 itres | M25x2 ISO, M25x2 DIN | 138 mm | Not applicable | 608 mm | Not applicable | 7.8 kg | Not applicable | 98/9214/084 |  |  | Not recorded | Not applicable | No comment
Special Gas Cylinders | LAB7394SP | 2011-03-22 | Faber | Not available | 1999-10-01 | Lloyds Register | BS 5045/1/CM/S | Air - SCUBA | 232 bar | 348 bar | 15.0 litres | M25x2 ISO, M25x2 DIN | 204 mm | Not applicable | 547 mm | Not applicable | 14.4 kg | Not applicable | 999634/044 |  |  | Not recorded | Not applicable | No comment
Special Gas Cylinders | LAB7394SP | 2011-03-22 | Faber | Not available | 1999-10-01 | Lloyds Register | BS 5045/1/CM/S | Air - SCUBA | 232 bar | 348 bar | 12.2 litres | M25x2 ISO, M25x2 DIN | 203 mm | Not applicable | 533 mm | Not applicable | 14.4 kg | Not applicable | 99/9636/012 |  |  | Not recorded | Not applicable | No comment
Special Gas Cylinders | LAB7394SP | 2011-03-22 | Faber | Not available | 2003-10-01 | Lloyds Register | BS 5045/1/CM/S | Air - SCUBA | 232 bar | 348 bar | 15 litres | M25x2 ISO, M25x2 DIN | 203 mm | Not applicable | 630 mm | Not applicable | 16.4 kg | Not applicable | 30/2164/104 |  |  | Not recorded | Not applicable | No comment
Special Gas Cylinders | LAB7395SP | 2011-11-03 | Faber | Not available | 2009-03-01 | Lloyds Register | BS 5045/7/CM/S | Air/ Nitrox/ Oxygen (O2) | 232 bar | 348 bar | 3.0 litres | M25/2 | 100mm | Not applicable | 500mm | Not applicable | 3.75kg | Not applicable | 09/1065/053 |  |  | Not recorded | Not applicable | No comment
Special Gas Cylinders | LAB7395SP | 2011-11-03 | Faber | Not available | 2009-06-01 | Lloyds Register | BS 5045/7/CM/S | Air/ Nitrox/ Oxygen (O2) | 232 bar | 348 bar | 3.0 litres | M25/2 | 100mm | Not applicable | 500mm | Not applicable | 3.75kg | Not applicable | 09/1866/114 |  |  | Not recorded | Not applicable | No comment
Special Gas Cylinders | LAB7395SP | 2011-11-03 | Faber | Not available | 2009-06-01 | Lloyds Register | BS 5045/7/CM/S | Air/ Nitrox/ Oxygen (O2) | 232 bar | 348 bar | 3.0 litres | M25/2 | 100mm | Not applicable | 500mm | Not applicable | 3.75kg | Not applicable | 09/1865/075 |  |  | Not recorded | Not applicable | No comment
Special Gas Cylinders | LAB7396SP | 2011-11-03 | Faber | Not available | 2010-01-01 | Lloyds Register | BS 5045/7/CM/S | Air/ Nitrox/ Oxygen (O2) | 232 bar | 348 bar | 3.0 litres | M25/2 | 100mm | Not applicable | 500mm | Not applicable | 3.75kg | Not applicable | 10/0096/108 10/0096/006 10/0096/020 10/0096/038 |  |  | Not recorded | Not applicable | No comment
Special Gas Cylinders | LAB7397SP | 2011-03-04 | Faber | Not available | 2004-08-01 | Lloyds Register | BS 5045/7 | Air - SCUBA | 232 bar | 348 bar | 12.2 litres | M25 | 178 mm | Not applicable | 640mm | Not applicable | 13.7 kg | Not applicable | 137, 135, 104 & 117 |  |  | Not recorded | Not applicable | No comment
Special Gas Cylinders | LAB7398SP | 2011-03-09 | Faber | Not available | 2007-08-01 | Lloyds Register | BS 5045/7 | Air | 232 bar | 348 bar | 12.2 litres | M25 | 178 mm | Not applicable | 640mm | Not applicable | 13.4 kg | Not applicable | 07/2061/134 & 07/206/129 |  |  | Not recorded | Not applicable | No comment
Special Gas Cylinders | LAB7399SP | 2011-03-16 | Catalina Cylinders | Not available | 2001-04-01 | TH Cochrane Laboratories | DOT 3AL 3000 | Air | 207 bar | 345 bar | 11.1 litres | 3/4" | 184 mm | Not applicable | 660 mm | Not applicable | 14 kg | Not applicable | AS 273323 & AS 273329 |  |  | Not recorded | Not applicable | No comment
Special Gas Cylinders | LAB7400SP | 2011-03-16 | Manchester Tank Company | Not available | 2006-03-01 | Arrowhead | DOT 4BW 500 | Fire extinguishant: FM200 | 500 psi or 3447 Kpa | 6896 Kpa (1000 psi) | 51.10 kg | 2.1/2" - 12UN-2B | 323mm | Not applicable | 750mm | Not applicable | 33.80 kg | Not applicable | AA279005 |  |  | Not recorded | Not applicable | No comment
Special Gas Cylinders | LAB7401SP | 2011-03-16 | Luxfer Gas Cylinders | Not available | 1997-11-01 | Arrowhead | DOT 3AL 3000 | Air | 207 bar | 345 bar | 1.9 litres | 3/4 NPSM | 11.1cm | Not applicable | 32.6cm | Not applicable | 2.6kg | Not applicable | NN28392 |  |  | Not recorded | Not applicable | No comment
Special Gas Cylinders | LAB7402SP | 2011-03-16 | Catalina Cylinders | Not available | 2008-08-01 | TH Cochrane Laboratories | DOT 3AL 3000 | Air - SCUBA | 207 bar | 345 bar | 2.7 litres | 3/4 NPSM | 135 mm | Not applicable | 350 mm | Not applicable | 4.1 kg | Not applicable | C0000658 |  |  | Not recorded | Not applicable | No comment
Special Gas Cylinders | LAB7403SP | 2011-03-29 | Luxfer Gas Cylinders | Not available | 1999-08-01 | Arrowhead | DOT-3AL1800/TC3ALm124 | Nitrous Oxide | 12.4 MPA (1800 PSI) | 20.7 MPA (3000PSI) | 6.86 litre | 1 1/8" UNF | 174 mm | Not applicable | 425 mm | Not applicable | E.W. 6.66 kg T.W. 5.78KG | Not applicable | W82177 |  |  | Not recorded | Not applicable | Exact match LAB 2251 except gas traffic
Special Gas Cylinders | LAB7404SP | 2011-03-24 | Faber | Not available | 2006-04-01 | Lloyds Register | BS 5045 | Air - Breathing appartus | 232 bar | 348 bar | 10.0 litre | M25x2 | 180mm | Not applicable | 750mm | Not applicable | 11.4 kg | Not applicable | 06/1009/003 & 06/1009/070 |  |  | Not recorded | Not applicable | No comment
Special Gas Cylinders | LAB7405SP | 2011-03-25 | Manchester Tank Company | Not available | 2009-01-11 | Arrowhead | DOT 4 BA240/TC4BAM16 | LPG | 1.7 MPA (calc) | 3.3 MPA | 32.5 litre | 3/4" NGT | 310 mm | Not applicable | 593 mm | Not applicable | 11.2 kg | Not applicable | B146088 & K224163 |  |  | Not recorded | Not applicable | No comment
Special Gas Cylinders | LAB7406SP | 2011-05-05 | Diemen | Not available | 2007-04-01 | Authorised Testing | DOT 3AL 1800 | Carbon dioxide (CO2) | 207 bar | 124 bar | 0.82 litres | 0.625 x 18 UNF | 81 mm | Not applicable | 270 mm | Not applicable | 0.97 kg | Not applicable | A041023 |  |  | Not recorded | Not applicable | No comment
Special Gas Cylinders | LAB7407SP | 2011-05-05 | Diemen | Not available | 2008-12-01 | Sai Global | AS 1777C | Carbon dioxide (CO2) | 155 bar | 252 bar | 1.68 litres | 3/4” NGT | 111 mm | Not applicable | 380 mm | Not applicable | 1.82 kg | Not applicable | Z000295 |  |  | Not recorded | Not applicable | No comment
Special Gas Cylinders | LAB7408SP | 1001-01-01 | Faber | Not available | 2005-06-01 | Lloyds Register | BS 5045/1 | Air | 232 bar | 356 bar | 12.2 litres | 3/4" NPSM | 180 mm | Not applicable | 650 mm | Not applicable | 13.7 kg | Not applicable | 07/2254/182 |  |  | Not recorded | Not applicable | No comment
Special Gas Cylinders | LAB7409SP | 2011-04-18 | Heiser | Not available | 1999-04-01 | Bureau Veritas | BS 5045/1/CM/S | Air | 207 Bar | 312 Bar | 1 litre | .715"BS341 | 83.2 mm | Not applicable | 260 mm | Not applicable | 1.42kg, 1.40kg , 1.41kg, 1.43kg | Not applicable | DP6416, DP6558, DP6415, DP6452 |  |  | Not recorded | Not applicable | No comment
Special Gas Cylinders | LAB7410SP | 2011-05-18 | Catalina Cylinders | Not available | 1995-07-01 | Steigerwalt Association | DOT 3AL 3000 | Air | 207 bar | 345 bar | 11.1 litres | 3/4" NPSM | 184 mm | Not applicable | 658 mm | Not applicable | 14.2 kg | Not applicable | AS70074 |  |  | Not recorded | Not applicable | No comment
Special Gas Cylinders | LAB7411SP | 2011-04-01 | Rheem | Not available | 1989-02-01 | Rheem | AS 2470 | LPG | 14.5 bar | 33 bar | 11.6 kg | 3/4" NGT | 260 mm | Not applicable | 395 mm | Not applicable | 6.6 kg | Not applicable | 040145 & 039742 |  |  | Not recorded | Not applicable | No comment
Special Gas Cylinders | LAB7412SP | 2011-05-20 | Faber | Not available | 2003-03-01 | US Department of Transportation | DOT 3AA | Air/Nitrox | 209 bar | 348 bar | 11.1 litres | 3/4 NPSM | 184mm | Not applicable | 565mm | Not applicable | 14.1 kg | Not applicable | 03/0429/073 03/0429/043 03/0429/068 03/0429/066 |  |  | Not recorded | Not applicable | No comment
Special Gas Cylinders | LAB7413SP | 2011-04-18 | Catalina Cylinders | Not available | 2006-03-01 | TH Cochrane Laboratories | DOT 3AL 3000 | Air | 207 bar | 345 bar | 11.1 kg | 3/4 NPSM | 184mm | Not applicable | 660mm | Not applicable | 14.04kg | Not applicable | AS0426875 |  |  | Not recorded | Not applicable | No comment
Special Gas Cylinders | LAB7414SP | 2011-04-20 | Manchester Tank Company | Not available | 1999-06-21 | ASME (American Association of Mechanical Engineers) | ASME 8/1 | LPG | 312 PSI | 43 MPA | 91.7 litres | 3/4 NGT | 355mm | Not applicable | 1040mm | Not applicable | 34.2kg | Not applicable | 140947 |  |  | Not recorded | Not applicable | No comment
Special Gas Cylinders | LAB7415SP | 2011-04-19 | Luxfer Gas Cylinders | Not available | 2007-12-01 | Authorised Testing | TC 3ALM 207 / DOT 3AL 3000 | Air - SCUBA | 20.7 MPA | 34.5 MPA | 11.18 kg | 3/4 NGT | 183mm | Not applicable | 665mm | Not applicable | 14.24 kg | Not applicable | P814020 |  |  | Not recorded | Not applicable | No comment
Special Gas Cylinders | LAB7416SP | 2011-04-19 | Catalina Cylinders | Not available | 1995-07-01 | Steigerwalt Association | DOT 3AL 3000 | Air | 207 bar | 345 bar | 11.1 litres | 3/4 NPSM | 184.2mm | Not applicable | 658 mm | Not applicable | 14.2 kg | Not applicable | AS70074 |  |  | Not recorded | Not applicable | Record amended 08/08/2024 to rectify inverted charging and test pressures.
Special Gas Cylinders | LAB7417SP | 2011-08-06 | Faber | Not available | 2009-09-01 | Lloyds Register | BS 5045/7/CM/S | Air/ Nitrox/ Oxygen (O2) | 232 bar | 348 bar | 3 litres | m25x2 | 100mm | Not applicable | 500mm | Not applicable | 3.75 kg | Not applicable | 09/1963/175 & 1963/020 |  |  | Not recorded | Not applicable | No comment
Special Gas Cylinders | LAB7418SP | 2011-04-29 | Catalina Cylinders | Not available | 2007-04-01 | TH Cochrane Laboratories | DOT 3AL 3000 | Air | 20.7 MPA | 34.5 MPA | 11.1 litres | 3/4 inch | 184 cm | Not applicable | 660cm | Not applicable | 14.1 kg | Not applicable | AS 0456243 |  |  | Not recorded | Not applicable | No comment
Special Gas Cylinders | LAB7419SP | 2011-11-05 | Catalina Cylinders | Not available | 2009-09-01 | TH Cochrane Laboratories | DOT 3AL 1800 / TC 3ALM 124 | Carbon dioxide (CO2) | 124 bar | 207 bar | 3.5 litres | 1.125 - 12 UNF | 133 mm | Not applicable | 361 mm | Not applicable | 2.87 kg | Not applicable | FE 0048786 |  |  | Not recorded | Not applicable | No comment
Special Gas Cylinders | LAB7420SP | 2011-05-13 | Faber | Not available | 2007-06-01 | Lloyds Register | BS 5045/7/CM/S | Air - SCUBA | 232 bar | 348 bar | 10 litres | M25x2 | 178 mm | Not applicable | 543 mm | Not applicable | 11.3 kg | Not applicable | 07/1503/030 |  |  | Not recorded | Not applicable | No comment
Special Gas Cylinders | LAB7420SP | 2011-05-13 | Faber | Not available | 2007-06-01 | Lloyds Register | BS 5045/7/CM/S | Air - SCUBA | 232 bar | 348 bar | 10 litres | M25x2 | 178 mm | Not applicable | 548 mm | Not applicable | 11.4 kg | Not applicable | 07/1503/058 |  |  | Not recorded | Not applicable | No comment
Special Gas Cylinders | LAB7420SP | 2011-05-13 | Faber | Not available | 2008-04-01 | Lloyds Register | BS 5045/7/CM/S | Air - SCUBA | 232 bar | 348 bar | 12 litres | M25x2 | 183 mm | Not applicable | 635 mm | Not applicable | 13.7 kg | Not applicable | 08/0913/126 |  |  | Not recorded | Not applicable | No comment
Special Gas Cylinders | LAB7420SP | 2011-05-13 | Faber | Not available | 2008-04-01 | Lloyds Register | BS 5045/7/CM/S | Air - SCUBA | 232 bar | 348 bar | 12 litres | M25x2 | 183 mm | Not applicable | 635 mm | Not applicable | 13.6 kg | Not applicable | 08/0913/128 |  |  | Not recorded | Not applicable | No comment
Special Gas Cylinders | LAB7421SP | 2011-05-18 | Shanghai Qingpu Fire | China | 2007-10-01 | Arrowhead | DOT 3AL 2015 | Carbon dioxide (CO2) | 139 bar | 232 bar | 1.71 litres | 3/4 - 16 UNF | 111 mm | Not applicable | 276 mm | Not applicable | 1.84 kg | Not applicable | 339044 |  |  | Not recorded | Not applicable | No comment
Special Gas Cylinders | LAB7422SP | 2011-05-26 | Faber | Not available | 2008-04-01 | Lloyds Register | BS 5045/7/CM/S | Air | 232 bar | 345 bar | 12.2 litres | M25/2 | 175 mm | Not applicable | 640 mm | Not applicable | 13.5 kg | Not applicable | 08/1131/097 |  |  | Not recorded | Not applicable | No comment
Special Gas Cylinders | LAB7423SP | 2011-06-16 | Catalina Cylinders | Not available | 2010-10-01 | TH Cochrane Laboratories | DOT 3AL 3000 | Air - SCUBA | 3000psi | 5000psi | 11.2 litres | 3/4 NPSM | 184 mm | Not applicable | 460 mm | Not applicable | 14.7 kg | Not applicable | AS0599911 |  |  | Not recorded | Not applicable | No comment
Special Gas Cylinders | LAB7424SP | 2011-06-24 | Manchester Tank Company | Not available | 2003-01-01 | ASME (American Association of Mechanical Engineers) | ASME 8/1 | LPG | 312psi | 6.3mPa | 91.7 litres | 3/4NGT | 350 mm | Not applicable | 1200 mm | Not applicable | 36.3 kg | Not applicable | 364507 |  |  | Not recorded | Not applicable | No comment
Special Gas Cylinders | LAB7425SP | 2011-06-23 | Faber | Not available | 2009-03-01 | Lloyds Register | EN 1964-1 | Air | 232 bar | 372 bar | 12.0 litres | M25x2 | 205 mm | Not applicable | 515 mmm | Not applicable | 15.1 kgs | Not applicable | 09/0742/159 09/0742/149 |  |  | Not recorded | Not applicable | No comment
Special Gas Cylinders | LAB7426SP | 2011-06-23 | Shanghai Qingpu Fire | China | 2007-10-01 | Arrowhead | DOT 3AL 2015 | Carbon dioxide (CO2) | 139 bar | 232 bar | 1.71 litres | 3/4 - 16 UNF | 111 mm | Not applicable | 276 mm | Not applicable | 1.84 kg | Not applicable | 338196 |  |  | Not recorded | Not applicable | No comment
Special Gas Cylinders | LAB7427SP | 2011-06-28 | Faber | Not available | 2008-12-01 | Lloyds Register | BS 5045/7/CM/S | Air | 233 bar | 348 bar | 12.0 litres | M25x2 | 205 mm | Not applicable | 515 mmm | Not applicable | 15.1 kgs | Not applicable | 08/3528/092 |  |  | Not recorded | Not applicable | No comment
Special Gas Cylinders | LAB7428SP | 2011-07-12 | SMPC (Sahamiter Pressure Container Ltd) | Not available | 2006-05-01 | Authorised Testing | DOT 4BA 240 / TC 4BAAM16 | LPG | 16 bar | 33 bar | 32.4 kg | 3/4" BS 341 | 309 mm | Not applicable | 598 mm | Not applicable | 11.4 kg | Not applicable | MM420132 |  |  | Not recorded | Not applicable | No comment
Special Gas Cylinders | LAB7428SP | 2011-07-12 | SMPC (Sahamiter Pressure Container Ltd) | Not available | 2006-05-01 | Authorised Testing | DOT 4BA 240 / TC 4BAAM16 | LPG | 16 bar | 33 bar | 32.4 kg | 3/4" BS 341 | 309 mm | Not applicable | 598 mm | Not applicable | 11.4 kg | Not applicable | MM419907 |  |  | Not recorded | Not applicable | No comment
Special Gas Cylinders | LAB7428SP | 2011-07-12 | SMPC (Sahamiter Pressure Container Ltd) | Not available | 2003-08-01 | Authorised Testing | DOT 4BA 240 / TC 4BAAM16 | LPG | 16 bar | 33 bar | 32.4 kg | 3/4" BS 341 | 309 mm | Not applicable | 598 mm | Not applicable | 11.4 kg | Not applicable | MM045803 |  |  | Not recorded | Not applicable | No comment
Special Gas Cylinders | LAB7428SP | 2011-07-12 | SMPC (Sahamiter Pressure Container Ltd) | Not available | 2003-12-01 | Authorised Testing | DOT 4BA 240 / TC 4BAAM16 | LPG | 16 bar | 33 bar | 32.4 kg | 3/4" BS 341 | 309 mm | Not applicable | 598 mm | Not applicable | 11.4 kg | Not applicable | MM060207 |  |  | Not recorded | Not applicable | No comment
Special Gas Cylinders | LAB7429SP | 2011-07-14 | Worthington | Not available | 1986-05-01 | TH Cochrane Laboratories | DOT 4E 240 | LPG | 17 bar | 33 bar | 21.6 litres | 3/4" NGT | 525 mm | Not applicable | 310 mm | Not applicable | 5.9 kg | Not applicable | 19074C |  |  | Not recorded | Not applicable | No comment
Special Gas Cylinders | LAB7429SP | 2011-07-14 | Worthington | Not available | 1985-07-01 | TH Cochrane Laboratories | DOT 4E 240 | LPG | 17 bar | 33 bar | 21.6 litres | 3/4" NGT | 525 mm | Not applicable | 310 mm | Not applicable | 5.9 kg | Not applicable | 17972C |  |  | Not recorded | Not applicable | No comment
Special Gas Cylinders | LAB7430SP | 2011-07-21 | Faber | Not available | 2010-10-01 | Lloyds Register | BS 5045/7/CM/S | Air - Breathing Air | 232 bar | 348 bar | 2 litres | 3/4" NPSM | 380 mm | Not applicable | 99.5 mm | Not applicable | 2.92 kg | Not applicable | 10-1155-194 & 10-1155-006 |  |  | Not recorded | Not applicable | No comment
Special Gas Cylinders | LAB7431SP | 2011-04-01 | Faber | Not available | 2011-04-01 | Lloyds Register | BS 5045/7: 2000 | Air/Oxygen (O2)/SCUBA | 232 bar | 348 bar | 7 litres | M25 x 2 | 140 mm | Not applicable | 610 mm | Not applicable | 8 kg | Not applicable | 055, 065, 070, 078, 086 & 090 |  |  | Not recorded | Not applicable | No comment
Special Gas Cylinders | LAB7432SP | 2011-07-29 | Worthington | Not available | 2010-06-01 | Arrowhead | DOT 3A 2015 | Oxygen (O2) - Medical | 139.0 bar | 231.6 bar | 2.8 litres | 112 NGT | 110 mm | Not applicable | 413 mm | Not applicable | 2.47 kg | Not applicable | AA254540 & AA254500 |  |  | Not recorded | Not applicable | No comment
Special Gas Cylinders | LAB7433SP | 2011-09-14 | Faber | Not available | 2003-04-01 | Lloyds Register | BS 5045/7/CM/S | Scuba | 232 bar | 348 bar | 3 litres | M25x2 | 100 mm | Not applicable | 500 mm | Not applicable | 4.05 kg | Not applicable | 118 |  |  | Not recorded | Not applicable | No comment
Special Gas Cylinders | LAB7434SP | 2011-09-21 | Catalina Cylinders | Not available | 2003-08-01 | TH Cochrane Laboratories | DOT 3AL3000 + TC-3AL 207 | Air | 207 bar | 345 bar | 11.22 kg | 3/4"-14NGS | 185 mm | Not applicable | 659 mm | Not applicable | 14.06 kg | Not applicable | AS 0352977 |  |  | Not recorded | Not applicable | No comment
Special Gas Cylinders | LAB7435SP | 2011-09-22 | Manchester Tank Company | Not available | 2010-08-01 | Arrowhead | DOT 4BA 240 - TC 4BA M16 | LPG | 16.5 bar | 33.1 bar | 21.6 kg | 3/4" NGT | 309 mm | Not applicable | 490 mm | Not applicable | 12.5 kg | Not applicable | TE 246521 |  |  | Not recorded | Not applicable | No comment
Special Gas Cylinders | LAB7436SP | 2011-10-11 | Faber | Not available | 2006-01-01 | Lloyds Register | BS 5045/1 | Air | 232 bar | 352 bar | 15.0 litres | 3/4" NPSM | 620 mm | Not applicable | 203 mm | Not applicable | 16.4 kg | Not applicable | 06/0209/031 |  |  | Not recorded | Not applicable | No comment
Special Gas Cylinders | LAB7436SP | 2011-10-11 | Faber | Not available | 2004-06-01 | Lloyds Register | BS 5045/1 | Air | 232 bar | 352 bar | 15.0 litres | 3/4" NPSM | 620 mm | Not applicable | 203 mm | Not applicable | 16.6 kg | Not applicable | 04/1292/100 |  |  | Not recorded | Not applicable | No comment
Special Gas Cylinders | LAB7436SP | 2011-10-11 | Faber | Not available | 2005-09-01 | Lloyds Register | BS 5045/1 | Air | 232 bar | 352 bar | 15.0 litres | 3/4" NPSM | 620 mm | Not applicable | 203 mm | Not applicable | 16.5 kg | Not applicable | 05/2030/064 |  |  | Not recorded | Not applicable | No comment
Special Gas Cylinders | LAB7437SP | 2011-10-18 | Worthington | Not available | 1992-11-01 | Grand River | DOT 4E 240 | LPG | 0.444 | 33 bar | 47.7 litres | 3/4" NPTF | 312.6 mm | Not applicable | 520 mm | Not applicable | 13.0 kg | Not applicable | 29073C |  |  | Not recorded | Not applicable | No comment
Special Gas Cylinders | LAB7438SP | 2011-10-18 | Norris Cylinder Company Inc | Not available | 2007-04-01 | Authorised Testing | DOT 3AA 2300 | Carbon dioxide (CO2) | 0.667 | 265 bar | 67.0 litres | 1" NGT | 270 mm | Not applicable | 1440 mm | Not applicable | 85.0 kg | Not applicable | KF 113695 AA, KF 113463 AA, KF 113594 AA, & KF 113524 AA |  |  | Not recorded | Not applicable | No comment
Special Gas Cylinders | LAB7439SP | 2011-11-04 | Mannesmann | Not available | 1995-05-01 | TUV (Technische Ueberwachungs Verein) | BS 5045/1/CM/S | Air | 230 Bar | 34.5 mpa | 12 litres | 25 x2 | 203.6 mm | Not applicable | 526 mm | Not applicable | 14.58 kg | Not applicable | 1860 EB569 |  |  | Not recorded | Not applicable | No comment
Special Gas Cylinders | LAB7440SP | 2011-11-04 | Catalina Cylinders | Not available | 2010-07-01 | TH Cochrane Laboratories | DOT 3AL 3000 & DOT 3AL 3300 | Air | 206 bar | 345 bar | 11.3 kg | 3/4" NPSM | 183 mm | Not applicable | 659 mm | Not applicable | 14.2 kg | Not applicable | AS0587106 |  |  | Not recorded | Not applicable | No comment
Special Gas Cylinders | LAB7440SP | 2011-11-04 | Catalina Cylinders | Not available | 2009-06-01 | TH Cochrane Laboratories | DOT 3AL 3000 & DOT 3AL 3300 | Air | 227 bar | 378 bar | 13.3 kg | 3/4" NPSM | 202 mm | Not applicable | 692 mm | Not applicable | 20.8 kg | Not applicable | AA0015335 |  |  | Not recorded | Not applicable | No comment
Special Gas Cylinders | LAB7441SP | 2011-12-02 | Catalina Cylinders | Not available | 2010-10-01 | TH Cochrane Laboratories | DOT 3AL 3300 | Air | 228 bar | Not available | 10.8 litres | 3/4" NPSM | 184 mm | Not applicable | 640 mm | Not applicable | 15.4 kg | Not applicable | T001 16649 |  |  | Not recorded | Not applicable | No comment
Special Gas Cylinders | LAB7442SP | 2011-11-17 | Catalina Cylinders | Not available | 2010-12-01 | TH Cochrane Laboratories | DOT 3A 2015 | Oxygen (O2) - Medical | 139.0 bar | 232 bar | 2.9 litres | 3/4" UNF | 111 mm | Not applicable | 428 mm | Not applicable | 2.5 kg | Not applicable | NN0700920 & NN0700834 |  |  | Not recorded | Not applicable | No comment
Special Gas Cylinders | LAB7443SP | 2011-11-17 | Worthington | Not available | 1993-01-01 | Grand River | DOT 4E 240 | LPG | 0.444 | 33 bar | 47.7 litres | 3/4 NPTF | 312.6 mm | Not applicable | 520 mm | Not applicable | 13.0 kg | Not applicable | 29440C |  |  | Not recorded | Not applicable | No comment
Special Gas Cylinders | LAB7444SP | 2011-12-01 | Manchester Tank Company | Not available | 2001-06-23 | ASME (American Association of Mechanical Engineers) | ASME 8/1 | LPG | 21.5 bar | 33 bar | 91.6 litres | 3/4" NGT | 360 mm | Not applicable | 1010 mm | Not applicable | 34.4 kg | Not applicable | 129395 |  |  | Not recorded | Not applicable | No comment
Special Gas Cylinders | LAB7445SP | 2011-11-30 | Catalina Cylinders | Not available | 2009-06-01 | TH Cochrane Laboratories | DOT 3AL 300 / TC 3ALM 207 | Air | 307 bar | 345 bar | 11.16 litres | 3/4" - 14 NGS | 184 mm | Not applicable | 654 mm | Not applicable | 14.28 kg (not incl. fittings) | Not applicable | AS 0530393 |  |  | Not recorded | Not applicable | No comment
Special Gas Cylinders | LAB7446SP | 2011-12-05 | Worthington | Not available | 2017-11-04 | Grand River | DOT 4E 240 | LPG | 0.444 | 33 bar | 10.8 kg | 3/4 NPTF | 261 mm | Not applicable | 400 mm | Not applicable | 4.4 kg | Not applicable | 064461B |  |  | Not recorded | Not applicable | No comment
Special Gas Cylinders | LAB7446SP | 2011-12-05 | Worthington | Not available | 2000-11-01 | Grand River | DOT 4E 240 | LPG | 0.444 | 33 bar | 10.8 kg | 3/4 NPTF | 261 mm | Not applicable | 400 mm | Not applicable | 4.4 kg | Not applicable | 062453B |  |  | Not recorded | Not applicable | No comment
Special Gas Cylinders | LAB7446SP | 2011-12-05 | Worthington | Not available | 1986-01-01 | Grand River | DOT 4E 240 | LPG | 0.444 | 33 bar | 10.8 kg | 3/4 NPTF | 261 mm | Not applicable | 400 mm | Not applicable | 4.4 kg | Not applicable | 18699B |  |  | Not recorded | Not applicable | No comment
Special Gas Cylinders | LAB7447SP | 2011-12-15 | Catalina Cylinders | Not available | 2008-06-01 | TH Cochrane Laboratories | TC 3ALM 124 / DOT 3AL 1800 | Carbon dioxide (CO2) | 124 bar | 207 bar | 3.50 litres | 1.125-12 UNF | 133 mm | Not applicable | 361 mm | Not applicable | 3.42 kg | Not applicable | FE 0025442 |  |  | Not recorded | Not applicable | No comment
Special Gas Cylinders | LAB7449SP | 2011-12-20 | Norris Cylinder Company Inc | Not available | 2004-05-01 | Arrowhead Industry | DOT 3AA 2730 | Air - Compressed Air | 188 bar | 312 bar | 11.3 kg | 3/4 NPSM | 185 mm | Not applicable | 583 mm | Not applicable | 17.0 kg | Not applicable | 2967318Y |  |  | Not recorded | Not applicable | No comment
Special Gas Cylinders | LAB7450SP | 2012-01-11 | Faber | Not available | 2010-01-01 | Lloyds Register | BS 5045/7/CM/S | Air - Breathing Air | 232 bar | 348 bar | 3 Litres | M25x2 | 100 mm | Not applicable | 500 mm | Not applicable | 3.77 kg | Not applicable | 10/0097/021 |  |  | Not recorded | Not applicable | No comment
Special Gas Cylinders | LAB7450SP | 2012-01-11 | Faber | Not available | 2005-08-01 | Lloyds Register | BS 5045/7/CM/S | Air - Breathing Air | 232 bar | 348 bar | 3 Litres | M25x2 | 100 mm | Not applicable | 500 mm | Not applicable | 3.77 kg | Not applicable | 05/1783/063 |  |  | Not recorded | Not applicable | No comment
Special Gas Cylinders | LAB7450SP | 2012-01-11 | Faber | Not available | 2010-01-01 | Lloyds Register | BS 5045/7/CM/S | Air - Breathing Air | 232 bar | 348 bar | 3 Litres | M25x2 | 100 mm | Not applicable | 500 mm | Not applicable | 3.77 kg | Not applicable | 10/0097/019 |  |  | Not recorded | Not applicable | No comment
Special Gas Cylinders | LAB7450SP | 2012-01-11 | Faber | Not available | 2007-10-01 | Lloyds Register | BS 5045/7/CM/S | Air - Breathing Air | 232 bar | 348 bar | 3 Litres | M25x2 | 100 mm | Not applicable | 500 mm | Not applicable | 3.79 kg | Not applicable | 07/2510/154 |  |  | Not recorded | Not applicable | No comment
Special Gas Cylinders | LAB7451SP | 2012-01-13 | Manchester Tank Company | Not available | 2011-07-03 | ASME (American Association of Mechanical Engineers) | ASME 8/1 | LPG | 21.5 bar | 43.0 bar | 46.2 litres | 3/4 NGT | 300 mm | Not applicable | 680 mm | Not applicable | 21.9 kg | Not applicable | 1680399 |  |  | Not recorded | Not applicable | No comment
Special Gas Cylinders | LAB7452SP | 2012-01-16 | Faber | Not available | 1997-08-01 | Lloyds Register | BS 5045/1 | Air | 300 bar | 465 bar | 7.0 litres | M25x2 | 140 mm | Not applicable | 605 mm | Not applicable | 9.9 kg | Not applicable | 093 & 099 |  |  | Not recorded | Not applicable | No comment
Special Gas Cylinders | LAB7455SP | 2012-03-08 | CIG (Commonwealth Industrial Gases) | Not available | 1980-07-01 | CIG (Commonwealth Industrial Gases) | AS 1777 | Air | 224 bar | 345 bar | 11.55 kg | 3/4" NPSM | 185 mm | Not applicable | 675 mm | Not applicable | 15.60 kg | Not applicable | C 6410 |  |  | Not recorded | Not applicable | No comment
Special Gas Cylinders | LAB7456SP | 2012-02-24 | Faber | Not available | 2006-03-01 | Lloyds Register | BS 5045/7 | Air | 232 ar | 348 bar | 12.2 litres | M25 | 179 mm | Not applicable | 650 mm | Not applicable | 13.4 kg | Not applicable | 04/2011 |  |  | Not recorded | Not applicable | No comment
Special Gas Cylinders | LAB7456SP | 2012-02-24 | Faber | Not available | 2006-03-01 | Lloyds Register | BS 5045/7 | Air | 232 ar | 348 bar | 12.2 litres | M25 | 179 mm | Not applicable | 650 mm | Not applicable | 13.4 kg | Not applicable | 11/2000 |  |  | Not recorded | Not applicable | No comment
Special Gas Cylinders | LAB7456SP | 2012-02-24 | Faber | Not available | 2007-09-01 | Lloyds Register | BS 5045/7 | Air | 232 ar | 348 bar | 10.0 litres | M25 | 179 mm | Not applicable | 560 mm | Not applicable | 11.4 kg | Not applicable | 31413 |  |  | Not recorded | Not applicable | No comment
Special Gas Cylinders | LAB7457SP | 2012-01-27 | Manchester Tank Company | Not available | 1992-06-14 | ASME (American Association of Mechanical Engineers) | ASME 8/1 | LPG | 22 bar | 33 bar | 38.60 kg | 3/4 NGT | 253 mm | Not applicable | 820 mm | Not applicable | 20.2 kg | Not applicable | 180328 |  |  | Not recorded | Not applicable | No comment
Special Gas Cylinders | LAB7459SP | 2012-02-07 | Catalina Cylinders | Not available | 2009-11-01 | TH Cochrane Laboratories | DOT 3AL 3000 | Air | 207 bar | 345 bar | 11.4 litres | 3/4 NPSM | 184 mm | Not applicable | 648 mm | Not applicable | 14.08 kg | Not applicable | AS0550977 & AS0551061 |  |  | Not recorded | Not applicable | No comment
Special Gas Cylinders | LAB7461SP | 2012-03-09 | Faber | Not available | 2010-04-01 | Lloyds Register | EN144 BS5045/7/CM/S | Oxygen (O2) | 232 bar | 348 bar | 3 litres | M25x2 | 100 mm | Not applicable | 500 mm | Not applicable | 3.7 kg | Not applicable | 10/0100/050, 10/0100/029, & 10/0100/061 |  |  | Not recorded | Not applicable | No comment
Special Gas Cylinders | LAB7462SP | 2012-03-06 | Manchester Tank Company | Not available | 2000-06-22 | ASME (American Association of Mechanical Engineers) | ASME 8/1 | LPG | 21.5 bar | 43 bar | 91.7 litres | 3/4 NGT | 360 mm | Not applicable | 980 mm | Not applicable | 34.3 kg | Not applicable | 237769 |  |  | Not recorded | Not applicable | No comment
Special Gas Cylinders | LAB7463SP | 2012-02-10 | Luxfer Gas Cylinders | Not available | 2003-10-01 | SGS | AS 1777C | Air | 240 bar | 360 bar | 11.50 litres | 3/4" NPSM | 185 mm | Not applicable | 678 mm | Not applicable | 15.10 kg | Not applicable | SR 9358 & SR 9360 |  |  | Not recorded | Not applicable | No comment
Special Gas Cylinders | LAB7464SP | 2012-02-23 | Faber | Not available | 2000-09-01 | Lloyds Register | BS 5045/1 | Air | 232 bar | 348 bar | 15.0 litres | M25 | 205 mm | Not applicable | 620 mm | Not applicable | 16.1 kg | Not applicable | 9609-129 |  |  | Not recorded | Not applicable | No comment
Special Gas Cylinders | LAB7465SP | 2012-03-06 | Catalina Cylinders | Not available | 2008-03-01 | Arrowhead | DOT 3AL 3000 | Air | 207 bar | 342 bar | 11.07 litres | 3/4" NPSM | 184 mm | Not applicable | 660 mm | Not applicable | 14.9 kg | Not applicable | DT000232 |  |  | Not recorded | Not applicable | No comment
Special Gas Cylinders | LAB7466SP | 2012-05-02 | Faber | Not available | 2012-01-01 | Lloyds Register | BS 5045/7: 2000 | Air/Nitrox | 300 bar | 451 bar | 7 litre | M25x2 | 140mm | Not applicable | 605mm | Not applicable | 10.1 kg | Not applicable | 12/0204/101, 12/0204/084, 12/0204/063, 12/0204/046, 12/0204/060, 12/0204/066 |  |  | Not recorded | Not applicable | Can be matched to BS5045/1 as BS5045/7 derived from it.
Special Gas Cylinders | LAB7467SP | 2012-03-19 | Worthington | Not available | 2008-03-01 | Grand River | DOT 4E 240 | LPG | 17 bar | 33.1 bar | 21.6 kg | 3/4 NGT | 310 mm | Not applicable | 515 mm | Not applicable | 6.35 kg | Not applicable | 623510 |  |  | Not recorded | Not applicable | No comment
Special Gas Cylinders | LAB7468SP | 2012-02-04 | Catalina Cylinders | Not available | 2009-09-01 | TH Cochrane Laboratories | DOT 3AL 3000 | Air | 207 bar | 345 bar | 5.75 kg | 3/4" NPSM | 133 mm | Not applicable | 640 mm | Not applicable | 7.91 kg | Not applicable | BI0009743 |  |  | Not recorded | Not applicable | No comment
Special Gas Cylinders | LAB7469SP | 2012-04-02 | Catalina Cylinders | Not available | 2010-10-01 | TH Cochrane Laboratories | DOT 3AL 3000 | Air | 207 bar | 345 bar | 11.1 kg | 3/4" NPSM | 184 mm | Not applicable | 662 mm | Not applicable | 14.67 kg | Not applicable | AS 0599614 |  |  | Not recorded | Not applicable | No comment
Special Gas Cylinders | LAB7469SP | 2012-04-02 | Catalina Cylinders | Not available | 2010-11-01 | TH Cochrane Laboratories | DOT 3AL 3000 | Air | 207 bar | 345 bar | 11.1 kg | 3/4" NPSM | 184 mm | Not applicable | 662 mm | Not applicable | 14.67 kg | Not applicable | AS 0600252 |  |  | Not recorded | Not applicable | No comment
Special Gas Cylinders | LAB7470SP | 2012-04-04 | Faber | Not available | 2008-04-01 | Bureau Veritas | EN 1964-1 | Air | 232 bar | 372 bar | 12 kg | M25x2 | 204 mm | Not applicable | 520 mm | Not applicable | 16.2 kg | Not applicable | 08 0687108 |  |  | Not recorded | Not applicable | No comment
Special Gas Cylinders | LAB7471SP | 2012-04-05 | Rheem | Not available | 1981-11-01 | Rheem | ASB 239 | Refrigerant: Refrigerant gases | 0.44 | 36 bar | 65.0 litres | BS341-1" | 376 mm | Not applicable | 835 mm | Not applicable | 27.5 kg | Not applicable | 35448 |  |  | Not recorded | Not applicable | No comment
Special Gas Cylinders | LAB7473SP | 2012-04-11 | Luxfer Gas Cylinders | Not available | 1994-11-01 | Arrowhead | DOT3AL | Air/Nitrox | 207 bar | 345 bar | 11.3 litres | 3/4 NPSM | 185 mm | Not applicable | 662 mm | Not applicable | 14.5 kg | Not applicable | P151479 |  |  | Not recorded | Not applicable | No comment
Special Gas Cylinders | LAB7473SP | 2012-04-11 | Luxfer Gas Cylinders | Not available | 1994-11-01 | Arrowhead | DOT3AL | Air/Nitrox | 207 bar | 345 bar | 11.3 litres | 3/4 NPSM | 185 mm | Not applicable | 662 mm | Not applicable | 14.5 kg | Not applicable | P151451 |  |  | Not recorded | Not applicable | No comment
Special Gas Cylinders | LAB7473SP | 2012-04-11 | Luxfer Gas Cylinders | Not available | 1994-11-01 | Arrowhead | DOT3AL | Air/Nitrox | 207 bar | 345 bar | 11.3 litres | 3/4 NPSM | 185 mm | Not applicable | 662 mm | Not applicable | 14.5 kg | Not applicable | P151460 |  |  | Not recorded | Not applicable | No comment
Special Gas Cylinders | LAB7473SP | 2012-04-11 | Luxfer Gas Cylinders | Not available | 1994-05-01 | Arrowhead | DOT3AL | Air/Nitrox | 207 bar | 345 bar | 11.3 litres | 3/4 NPSM | 185 mm | Not applicable | 662 mm | Not applicable | 14.5 kg | Not applicable | P114776 |  |  | Not recorded | Not applicable | No comment
Special Gas Cylinders | LAB7473SP | 2012-04-11 | Luxfer Gas Cylinders | Not available | 1994-05-01 | Arrowhead | DOT3AL | Air/Nitrox | 207 bar | 345 bar | 11.3 litres | 3/4 NPSM | 185 mm | Not applicable | 662 mm | Not applicable | 14.5 kg | Not applicable | P114770 |  |  | Not recorded | Not applicable | No comment
Special Gas Cylinders | LAB7474SP | 2012-05-10 | Worthington | Not available | 1992-11-01 | Grand River | DOT 4E 240 | LPG | 0.444 | 33 bar | 21.6 litres | 3/4 NPTF | 312.6mm | Not applicable | 520 mm | Not applicable | 5.9 kg | Not applicable | 28955c |  |  | Not recorded | Not applicable | No comment
Special Gas Cylinders | LAB7475SP | 2012-05-10 | Chesterfield Tube (CTCO) | Not available | 1982-02-01 | Lloyds Register | BS 5045/1/CM | Argon (Ar) | 196 bar | 357 bar | 9.94 litres | 1" BS341 | 140mm | Not applicable | 850 mm | Not applicable | 18.12 kg | Not applicable | 789264 |  |  | Not recorded | Not applicable | No comment
Special Gas Cylinders | LAB7476SP | 2012-06-12 | Luxfer Gas Cylinders | Not available | 1987-06-01 | Arrowhead | DOT 3AL | Air/Nitrox | 207 bar (stamped on cylinder) | 345 bar (calculated) | 6.9 L (calculated) | 3/4 NPSM | 175 mm | Not applicable | 483 mm | Not applicable | 9.7 kg | Not applicable | R21796 |  |  | Not recorded | Not applicable | No comment
Special Gas Cylinders | LAB7477SP | 2012-06-12 | Catalina Cylinders | Not available | 1995-06-01 | Arrowhead | DOT 3AL | Air/Nitrox | 207 bar (stamped on cylinder) | 345 bar (calculated) | 11 L (calculated) | 3/4 NPSM | 184 mm | Not applicable | 658 mm | Not applicable | 14.2 kg | Not applicable | AS62440 |  |  | Not recorded | Not applicable | No comment
Special Gas Cylinders | LAB7478SP | 2012-05-18 | Catalina Cylinders | Not available | 2010-08-01 | TH Cochrane Laboratories | DOT3AL 2216 | Oxygen (O2) | 153 bar | 255 bar | 4.0 litres | 3/4 16UNF | 133 mm | Not applicable | 417 mm | Not applicable | 3.99 kg | Not applicable | BH0031485 |  |  | Not recorded | Not applicable | No comment
Special Gas Cylinders | LAB7479SP | 2012-05-25 | Worthington | Not available | 2007-02-01 | Arrowhead | DOT 4E 240 | LPG | 0.444 | 33 bar | 10.7 litres | 3/4" NPTF | 262 mm | Not applicable | 415 mm | Not applicable | 4.37 kg | Not applicable | TU012242 |  |  | Not recorded | Not applicable | No comment
Special Gas Cylinders | LAB7479SP | 2012-05-25 | Worthington | Not available | 2007-11-01 | Arrowhead | DOT 4E 240 | LPG | 0.444 | 33 bar | 10.7 litres | 3/4" NPTF | 262 mm | Not applicable | 415 mm | Not applicable | 4.37 kg | Not applicable | 013821CB |  |  | Not recorded | Not applicable | No comment
Special Gas Cylinders | LAB7480SP | 2012-06-14 | Manchester Tank Company | Not available | 2011-07-03 | ASME (American Association of Mechanical Engineers) | ASME 8/1 | LPG vapour | 312 psi (on cylinder) 2.15 mpa (calculated) | 4.30 mpa (calculated) | 12.2 Gallons US (on cylinder) 46.2 Litres (calculated) | 3/4 MPT | 305 mm | Not applicable | 711 mm | Not applicable | 21.0 kg | Not applicable | 1680392 1680357 |  |  | Not recorded | Not applicable | No comment
Special Gas Cylinders | LAB7482SP | 2012-07-18 | Worthington | Not available | 2005-05-01 | Bureau Veritas | ISO 9809/1 | Air - Breathing Air | 300 bar | 450 bar | 8.29 litres | M18x1.5 | 140mm | Not applicable | 540 mm | Not applicable | 9.2 kg | Not applicable | JF4743 |  |  | Not recorded | Not applicable | No comment
Special Gas Cylinders | LAB7483SP | 2012-07-30 | Faber | Not available | 2002-08-01 | Lloyds Register | BS 5045/1 | Air | 232 bar | 345 bar | 15 litres | M25x2 | 203mm | Not applicable | 623mm | Not applicable | 16.2 kg | Not applicable | 066 02 / 1709 |  |  | Not recorded | Not applicable | approve as manufactured before Std withdrawn
Special Gas Cylinders | LAB7484SP | 2012-08-13 | Faber | Not available | 2001-09-01 | Lloyds Register | BS 5045/7 | Air | 232 bar | 348 bar | 3 litres | M25x2 | 100mm | Not applicable | 500mm | Not applicable | 3.7 kg | Not applicable | 01 2258 |  |  | Not recorded | Not applicable | No comment
Special Gas Cylinders | LAB7485SP | 2012-09-14 | Faber | Not available | 1999-02-01 | Lloyds Register | BS 5045/1/CM/S | Air | 232 bar | 348 bar | 3.0 litres | M25x2 | 100 mm | Not applicable | 500 mm | Not applicable | 4.18 kg | Not applicable | 99/9231/055 |  |  | Not recorded | Not applicable | approve as manufactured before Std withdrawn
Special Gas Cylinders | LAB7486SP | 2012-09-14 | Luxfer Gas Cylinders | Not available | 2010-05-01 | Arrowhead | DOT 3AL 3000 | Air/ Nitrox/ Oxygen (O2) | 207 bar | 345 bar | 5.7 litres | 3/4 NPSM | 135 mm | Not applicable | 630 mm | Not applicable | 6.78 kgs | Not applicable | LS4434, LS4443, LS4451, LS4461 |  |  | Not recorded | Not applicable | developed pressures suitable for oxygen.
Special Gas Cylinders | LAB7488SP | 2012-10-03 | Manchester Tank Company | Not available | 2006-06-28 | ASME (American Association of Mechanical Engineers) | ASME 8/1 | LPG vapour | 312 psi (on cylinder) 2.15 mpa (calculated) | 4.30 mpa (calculated) | 12.2 Gallons US (on cylinder) 45.8 Litres (calculated) | 3/4 MPT | 305 mm | Not applicable | 715 mm | Not applicable | 20.3 kg | Not applicable | 1513489 |  |  | Not recorded | Not applicable | No comment
Special Gas Cylinders | LAB7489SP | 2012-10-25 | Faber | Not available | 2009-05-01 | TUV SUD Germany | EN 1964-1 | Air | 200 bar | 318 bar | 12.0 litres | M25x2 | 203 mm | Not applicable | 497 mm | Not applicable | 13.6 kgs | Not applicable | 03/2107/040 04/2216/070 05/1193/036 05/1193/048 |  |  | Not recorded | Not applicable | No comment
Special Gas Cylinders | LAB7490SP | 2012-10-25 | Manchester Tank Company | Not available | 2011-07-03 | ASME (American Association of Mechanical Engineers) | ASME 8/1 | LPG vapour | 312 psi (on cylinder) 2.15 mpa (calculated) | 4.30 mpa (calculated) | 12.2 Gallons US (on cylinder) 46.0 Litres (calculated) | 3/4 MPT | 305 mm | Not applicable | 715 mm | Not applicable | 20.9 kgs | Not applicable | 168566, 1685464 |  |  | Not recorded | Not applicable | No comment
Special Gas Cylinders | LAB7492SP | 2012-10-26 | Worthington | Not available | 2004-04-01 | Arrowhead | DOT 4E 240 | LPG | 0.444 | 33 bar | 10.8 litres | 3/4" NGT | 412 mm | Not applicable | 730 mm | Not applicable | 4.24 kg | Not applicable | TU004967 |  |  | Not recorded | Not applicable | No comment
Special Gas Cylinders | LAB7492SP | 2012-10-26 | Worthington | Not available | 2002-11-01 | Arrowhead | DOT 4E 240 | LPG | 0.444 | 33 bar | 10.8 litres | 3/4" NGT | 412 mm | Not applicable | 730 mm | Not applicable | 4.4 kg | Not applicable | 070200B |  |  | Not recorded | Not applicable | No comment
Special Gas Cylinders | LAB7493SP | 2012-11-02 | Catalina Cylinders | Not available | 2010-11-01 | TH Cochrane Laboratories | DOT 3AL 3000 / TC 3ALM 207 | Air | 207 bar | 344.8 bar | 1.9 litres | 3/4" NPSM | 111 mm | Not applicable | 325 mm | Not applicable | 3.32 kg | Not applicable | AZ0020878 |  |  | Not recorded | Not applicable | No comment
Special Gas Cylinders | LAB7494SP | 2012-11-02 | Manchester Tank Company | Not available | 1998-06-01 | ASME (American Association of Mechanical Engineers) | ASME 8/1 | LPG vapour | 312 psi (on cylinder) 2.15 mpa (calculated) | 3.30 mpa (calculated) | 24 Gallons US (on cylinder) 90.84 Litres (calculated) | 3/4 MPT | 305 mm | Not applicable | 1050 mm | Not applicable | 39 kgs | Not applicable | 1076313 |  |  | Not recorded | Not applicable | No comment
Special Gas Cylinders | LAB7495SP | 2012-11-14 | Faber | Not available | 2000-05-01 | Lloyds Register | BS 5045/1/CM/S | Air | 232 | 348 | 15 litres | M25x2 | 203.6mm | Not applicable | 620 mm | Not applicable | 16.1 kgs | Not applicable | 00/9532/195 |  |  | Not recorded | Not applicable | No comment
Special Gas Cylinders | LAB7496SP | 2012-11-26 | Manchester Tank Company | Not available | 2002-01-08 | Arrowhead | DOT 4E 240 | LPG | 0.444 | 33 bar | 21.6 litres | 3/4 NPT | 310 mm | Not applicable | 380 mm | Not applicable | 5.99 kgs | Not applicable | TL022459 |  |  | Not recorded | Not applicable | No comment
Special Gas Cylinders | LABDEC12008 | 2012-11-26 | Faber | Not available | 2003-03-01 | Arrowhead | DOT 3AA TC 3AA | Air/Nitrox | 209 bar | 348 bar | 11.1 litres | 3/4" NPSM | 184 mm | Not applicable | 565 mm | Not applicable | 14.1 kg | Not applicable | 03/0429/073, 03/0429/043, 03/0429/068, 03/0429/066 |  |  | Not recorded | Not applicable | Cannot match to previous SP approval, does not have a LAB register match
Special Gas Cylinders | LAB7498SP | 2012-11-26 | Faber | Not available | 2012-06-01 | Lloyds Register | BS 5045/7/CM/S | Air/ Nitrox/ Oxygen (O2) | 232 bar, 200 bar (O2) | 348 bar | 3 litres | M25x2 | 100 mm | Not applicable | 500 mm | Not applicable | 3.82 kg | Not applicable | 12/1651/089, 12/1651/092, 12/1651/111, 12/1651/125 |  |  | Not recorded | Not applicable | No comment
Special Gas Cylinders | LAB7499SP | 2012-12-03 | Manchester Tank Company | Not available | 2010-01-01 | ASME (American Association of Mechanical Engineers) | ASME 8/1 | LPG vapour | 312 psi (on cylinder) 2.15 mpa (calculated) | 4.30 mpa (calculated) | 28.7 Gallons US, (calculated 108 Litres) | 3/4 NGT | 355 mm | Not applicable | 1194 mm | Not applicable | 43.5 kg, 43.8 kg | Not applicable | 1656602, 1657416 |  |  | Not recorded | Not applicable | No comment
Special Gas Cylinders | LAB7500SP | 2012-12-21 | Manchester Tank Company | Not available | 2004-01-01 | ASME (American Association of Mechanical Engineers) | ASME 8/1 | LPG vapour | 312 psi (on cylinder) 2.15 mpa (calculated) | 3.30 mpa (calculated) | 91.6 Litres | 3/4 NGT | 345mm | Not applicable | 1030mm | Not applicable | 33.6 kg | Not applicable | 1382811 |  |  | Not recorded | Not applicable | No comment
Special Gas Cylinders | LAB7500SP | 2012-12-21 | Manchester Tank Company | Not available | 1994-01-01 | ASME (American Association of Mechanical Engineers) | ASME 8/1 | LPG vapour | 312 psi (on cylinder) 2.15 mpa (calculated) | 3.30 mpa (calculated) | 108.3 litres | 3/4 NGT | 415mm | Not applicable | 910mm | Not applicable | 44.6 kg | Not applicable | BL343 |  |  | Not recorded | Not applicable | No comment
Special Gas Cylinders | LAB7501SP | 2013-01-11 | Manchester Tank Company | Not available | 2011-01-01 | ASME (American Association of Mechanical Engineers) | ASME 8/1 | LPG vapour | 312 psi (on cylinder) 2.15 mpa (calculated) | 4.30 mpa (calculated) | 12.2 Gallons US (on cylinder) 46.0 Litres (calculated) | 3/4 NGT | 305 mm | Not applicable | 711 mm | Not applicable | 21.5 kg, 21.7 kg | Not applicable | 1685467, 1685468 |  |  | Not recorded | Not applicable | No comment
Special Gas Cylinders | LAB7502SP | 2013-01-25 | Manchester Tank Company | Not available | 2011-01-01 | ASME (American Association of Mechanical Engineers) | ASME 8/1 | LPG vapour | 312 psi (on cylinder) 2.15 mpa (calculated) | 4.30 mpa (calculated) | 12.2 Gallons US (on cylinder) 46.0 Litres (calculated) | 3/4 NGT | 305 mm | Not applicable | 711 mm | Not applicable | 21.3 kg | Not applicable | 1685460 |  |  | Not recorded | Not applicable | No comment
Special Gas Cylinders | LAB7503SP | 2013-02-18 | Luxfer Gas Cylinders | Not available | 1997-01-01 | BIE (British Inspection Engineers) | BS 5045/3/C/S | Air | 232 bar | 348 bar | 3.0 litres | M25x2 | 110 mm | Not applicable | 490 mm | Not applicable | 4.3 kg | Not applicable | JG5565 |  |  | Not recorded | Not applicable | Matched based on Luxfer and design std
Special Gas Cylinders | LAB7504SP | 2013-01-25 | Faber | Not available | 2011-06-01 | Lloyds Register | BS 5045/7/CM/S | Air | 232 bar | 348 bar | 12.2 litres | M25x2 | 180 mm | Not applicable | 640 mm | Not applicable | 13.6 kgs | Not applicable | 11/0110/047 |  |  | Not recorded | Not applicable | No comment
Special Gas Cylinders | LAB7505SP | 2013-03-06 | Faber | Not available | 2011-12-01 | Lloyds Register | BS 5045/7/CM/S | Air/ Nitrox/ Oxygen (O2) | 232 bar 200bar O2 | 348 bar | 3.0 litres | M25x2 | 100mm | Not applicable | 500mm | Not applicable | 3.82 kgs | Not applicable | 11/2568/198; 11/2568/132; 11/2568/143 |  |  | Marked either air/nitrox or oxygen with charging pressure as shown | Not applicable | Not available
Special Gas Cylinders | LAB7506SP | 2013-03-15 | Manchester Tank Company | Not available | 2011-01-01 | ASME (American Association of Mechanical Engineers) | ASME 8/1 | LPG vapour | 312 psi (on cylinder) 2.15 mpa (calculated) | 4.30 mpa (calculated) | 12.2 Gallons US (on cylinder) 46.0 Litres (calculated) | 3/4 NGT | 305 mm | Not applicable | 711 mm | Not applicable | 21.5 kg, 21.7 kg | Not applicable | 1685458 |  |  | Not recorded | Not applicable | No comment
Special Gas Cylinders | LAB7507SP | 2013-04-11 | Faber | Not available | 1989-01-01 | Lloyds Register | BS 5045/1/CM/S | Air | 232 bar | 348 bar | 10 litres | 3/4 BSP | 177mm | Not applicable | 542mm | Not applicable | 11.1 kg | Not applicable | 89/9500/138 |  |  | Not recorded | Not applicable | No comment
Special Gas Cylinders | LAB7508SP | 2013-04-11 | Heiser | Not available | 1983-01-01 | Bureau Veritas | BS 5045/1/CM/S | Air | 228 bar | 379 bar | 12 litres | 3/4 BSP | 176mm | Not applicable | 645mm | Not applicable | 14.9 kg | Not applicable | 25970; WK41251 |  |  | Not recorded | Not applicable | No comment
Special Gas Cylinders | LAB7509SP | 2013-03-21 | Faber | Not available | 2007-03-01 | Lloyds Register | BS 5045/7: 2000 | Air - SCUBA | 232 bar | 348 bar | 12.2 litres | M25x2 DIN | 178mm | Not applicable | 637mm | Not applicable | 13.6 kgs | Not applicable | 0593/175 |  |  | Not recorded | Not applicable | No comment
Special Gas Cylinders | LAB7509SP | 2013-03-21 | Faber | Not available | 2007-03-01 | Lloyds Register | BS 5045/7: 2000 | Air - SCUBA | 232 bar | 348 bar | 12.2 litres | M25x2 DIN | 178mm | Not applicable | 637mm | Not applicable | 13.6 kgs | Not applicable | 0593/156 |  |  | Not recorded | Not applicable | No comment
Special Gas Cylinders | LAB7509SP | 2013-03-21 | Faber | Not available | 2003-01-01 | Lloyds Register | BS 5045/7: 2000 | Air - SCUBA | 232 bar | 348 bar | 12.2 litres | M25x2 DIN | 178mm | Not applicable | 637mm | Not applicable | 13.6 kgs | Not applicable | 0026/168 |  |  | Not recorded | Not applicable | No comment
Special Gas Cylinders | LAB7510SP | 2013-03-18 | Catalina Cylinders | Not available | 2009-01-01 | TH Cochrane Laboratories | DOT 3AL 3300 | Air | 228 bar | 380 bar | 13.3 litres | 3/4" NPSM | 200 mm | Not applicable | 690 mm | Not applicable | 21.75 & 21.8 kgs | Not applicable | AA0014786; AA0014800 |  |  | Not recorded | Not applicable | No comment
Special Gas Cylinders | LAB7511SP | 2013-04-17 | Faber | Not available | 2010-04-01 | Lloyds Register | BS 5045/7/CM/S | Air/ Nitrox/ Oxygen (O2) | 232 bar 200bar O2 | 348 bar | 3.0 litres | M25x2 | 100mm | Not applicable | 500mm | Not applicable | 3.82 kgs | Not applicable | 10/0639/062; 10/0639/033; 10/0639/058 |  |  | Marked either air/nitrox or oxygen with charging pressure as shown | Not applicable | Not available
Special Gas Cylinders | LAB7512SP | 2013-05-01 | Faber | Not available | 2005-09-01 | Lloyds Register | BS 5045/7/CM/S | Air/ Nitrox/ Oxygen (O2) | 232 bar 200bar O2 | 348 bar | 2.0 litres | M25x2 | 100mm | Not applicable | 360mm | Not applicable | 3.34 kgs | Not applicable | 05/8655/141; 01/8192/053; 08/2879/022 |  |  | Marked either air/nitrox or oxygen with charging pressure as shown | Not applicable | Not available
Special Gas Cylinders | LAB7512SP | 2013-05-01 | Faber | Not available | 2001-03-01 | Lloyds Register | BS 5045/7/CM/S | Air/ Nitrox/ Oxygen (O2) | 232 bar 200bar O2 | 348 bar | 2.0 litres | M25x2 | 100mm | Not applicable | 360mm | Not applicable | 3.34 kgs | Not applicable | 05/8655/141; 01/8192/053; 08/2879/022 |  |  | Marked either air/nitrox or oxygen with charging pressure as shown | Not applicable | Not available
Special Gas Cylinders | LAB7512SP | 2013-05-01 | Faber | Not available | 2008-12-01 | Lloyds Register | BS 5045/7/CM/S | Air/ Nitrox/ Oxygen (O2) | 232 bar 200bar O2 | 348 bar | 2.0 litres | M25x2 | 100mm | Not applicable | 360mm | Not applicable | 3.34 kgs | Not applicable | 05/8655/141; 01/8192/053; 08/2879/022 |  |  | Marked either air/nitrox or oxygen with charging pressure as shown | Not applicable | Not available
Special Gas Cylinders | LAB7513SP | 2013-06-10 | Luxfer Gas Cylinders | Not available | 2004-11-01 | Arrowhead | DOT 3AL 2216 | Air Carbon dioxide (CO2) + Nitrogen (N2) | 2216 PSI | 3693 PSI | 6.05 litres | 1.125-12UNF-2B | 175mm | Not applicable | 395mm | Not applicable | 6.65 kg | Not applicable | FF36978 |  |  | Not recorded | Not applicable | No comment
Special Gas Cylinders | LAB7513SP | 2013-06-10 | Luxfer Gas Cylinders | Not available | 2007-08-01 | Arrowhead | DOT 3AL 2216 | Air Carbon dioxide (CO2) + Nitrogen (N2) | 2216 PSI | 3693 PSI | 6.05 litres | 1.125-12UNF-2B | 175mm | Not applicable | 395mm | Not applicable | 6.65 kg | Not applicable | FF51015 |  |  | Not recorded | Not applicable | No comment
Special Gas Cylinders | LAB7514SP | 2013-06-24 | Worthington | Austria | 2007-06-01 | Bureau Veritas | EN1964-2 | Air | 300 bar | 450 bar | 1.43 litres | Not available | Not available | Not applicable | Not available | Not applicable | Not available | Not applicable | LE692 |  |  | Not recorded | Not applicable | No comment
Special Gas Cylinders | LAB7515SP | 2013-06-20 | Catalina Cylinders | Not available | 2001-11-01 | TH Cochrane Laboratories | DOT 3AL 3000 | Nitrogen (N2) | 207 bar | 345 bar | 2.22 litres | 0.75" - 16UNF | 111mm | Not applicable | 371mm | Not applicable | 3.15 kg | Not applicable | #000099 |  |  | Not recorded | Not applicable | No comment
Special Gas Cylinders | LAB7516SP | 2013-07-08 | Manchester Tank Company | USA | 2013-01-01 | ASME (American Association of Mechanical Engineers) | ASME 8/1 | LPG vapour | 312 psi (on cylinder) 2.15 mpa (calculated) | 4.30 mpa (calculated) | 12.2 Gallons US (on cylinder) 46.0 Litres (calculated) | 3/4 NGT | 305 mm | Not applicable | 711 mm | Not applicable | 20.4 kg | Not applicable | 1715530 |  |  | Not recorded | Not applicable | No comment
Special Gas Cylinders | LAB7516SP | 2013-07-08 | Manchester Tank Company | USA | 2011-01-01 | ASME (American Association of Mechanical Engineers) | ASME 8/1 | LPG vapour | 312 psi (on cylinder) 2.15 mpa (calculated) | 4.30 mpa (calculated) | 12.2 Gallons US (on cylinder) 46.0 Litres (calculated) | 3/4 NGT | 305 mm | Not applicable | 711 mm | Not applicable | 20.6 kg | Not applicable | 1683185 |  |  | Not recorded | Not applicable | No comment
Special Gas Cylinders | LAB7517SP | 2013-07-19 | Faber | Not available | 2012-01-01 | Lloyds Register | BS 5045/7/CM/S | Air - Breathing Air | 232 bar | 348 bar | 3.0 litres | M25x2 | 99mm | Not applicable | 500mm | Not applicable | 3.84 kg 3.84 kg | Not applicable | 12/2618/068 12/2618/106 |  |  | Not recorded | Not applicable | No comment
Special Gas Cylinders | LAB7518SP | 2013-07-23 | Luxfer Gas Cylinders | Not available | 2013-02-01 | Lloyds Register | 84/526 BOI-EEC | Nitrogen (N2)/ Air | 200 bar | 300 bar | 1.50 litres | 0.715" 14TPI | 102mm | Not applicable | 308mm | Not applicable | 2.40 kg | Not applicable | M387766 |  |  | Not recorded | Not applicable | No comment
Special Gas Cylinders | LAB7519SP | 2013-08-08 | Luxfer Gas Cylinders | Not available | 1992-09-01 | Authorised Testing | DOT 3AL 3000 | Air | 207 bar | 345 bar | 11.1 litres | 0.75 G | 185mm | Not applicable | 660mm | Not applicable | 14.75 kg | Not applicable | P692328 |  |  | Not recorded | Not applicable | No comment
Special Gas Cylinders | LAB7520SP | 2013-08-26 | Faber | Not available | 2012-11-01 | Lloyds Register | BS 5045/7/CM/S | Air/ Nitrox/ Oxygen (O2) | 232 bar 200bar O2 | 348 bar | 3.0 litres | M25x2 | 100mm | Not applicable | 500mm | Not applicable | 3.82 kgs | Not applicable | 12/2618/195 |  |  | Marked either air/nitrox or oxygen with charging pressure as shown | Not applicable | Not available
Special Gas Cylinders | LAB7520SP | 2013-08-26 | Faber | Not available | 2013-03-01 | Lloyds Register | BS 5045/7/CM/S | Air/ Nitrox/ Oxygen (O2) | 232 bar 200bar O2 | 348 bar | 3.0 litres | M25x2 | 100mm | Not applicable | 500mm | Not applicable | 3.82 kgs | Not applicable | 13/0146/155 |  |  | Marked either air/nitrox or oxygen with charging pressure as shown | Not applicable | Not available
Special Gas Cylinders | LAB7520SP | 2013-08-26 | Faber | Not available | 2013-03-01 | Lloyds Register | BS 5045/7/CM/S | Air/ Nitrox/ Oxygen (O2) | 232 bar 200bar O2 | 348 bar | 3.0 litres | M25x2 | 100mm | Not applicable | 500mm | Not applicable | 3.82 kgs | Not applicable | 13/0146/170 |  |  | Marked either air/nitrox or oxygen with charging pressure as shown | Not applicable | Not available
Special Gas Cylinders | LAB7521SP | 2013-08-26 | Luxfer Gas Cylinders | Not available | 2008-11-01 | Lloyds Register | EN 1975 | Air/Nitrox | 232 bar | 348 bar | 7.0 litres | M25x2 | 148mm | Not applicable | 630mm | Not applicable | 9.94 kg | Not applicable | D649905 |  |  | Not recorded | Not applicable | No comment
Special Gas Cylinders | LAB7522SP | 2013-08-26 | Faber | Not available | 2006-03-01 | Lloyds Register | EN144? | Air/Nitrox | 232 bar | 348 bar | 3.0 litres | M25x2 | 100mm | Not applicable | 504mm | Not applicable | 3.78 kg | Not applicable | 06 8050 |  |  | Not recorded | Not applicable | No comment
Special Gas Cylinders | LAB7523SP | 2013-08-26 | Luxfer Gas Cylinders | Not available | 2010-08-01 | Lloyds Register | 84/526 BOI-EEC | Carbon dioxide (CO2) | FR 0.75 | 250 bar | 1.65 litres | M25x2 | 102mm | Not applicable | 319mm | Not applicable | 2.49 kg | Not applicable | M180938 |  |  | Not recorded | Not applicable | No comment
Special Gas Cylinders | LAB7524SP | 2013-09-10 | Faber | Not available | 2012-02-01 | Bureau Veritas | ISO 9809/1 | Air/Nitrox | 232 bar | 348 bar | 2.0 litres | 3/4 NPSM | 100mm | Not applicable | 355mm | Not applicable | 2.83 kg | Not applicable | 12/0467/058; 12/0467/068; 12/0467/078; 12/0467/085; 12/0467/100; |  |  | Not recorded | Not applicable | No comment
Special Gas Cylinders | LAB7525SP | 2013-09-10 | Faber | Not available | 2007-06-01 | Lloyds Register | BS 5045/7 | Air/Nitrox | 232 bar | 348 bar | 10 litres | M25x2 | 178mm | Not applicable | 540mm | Not applicable | 11.2 kg | Not applicable | 07/1505/024 07/2173/189 |  |  | Not recorded | Not applicable | No comment
Special Gas Cylinders | LAB7526SP | 2013-09-10 | Luxfer Gas Cylinders | Not available | 2007-10-01 | Lloyds Register | EN 1975 | Air/Nitrox | 232 bar | 348 bar | 7 litres | M25x2 | 148mm | Not applicable | 630mm | Not applicable | 10.08 kg | Not applicable | D510637 |  |  | Not recorded | Not applicable | No comment
Special Gas Cylinders | LAB7527SP | 2013-10-03 | Faber | Not available | 1997-03-01 | Lloyds Register | BS 5045/1/CM | Air | 232 bar | 348 bar | 10 litres | M25x2 | 178mm | Not applicable | 540mm | Not applicable | 11.2 kg | Not applicable | 87/9306/168 |  |  | Not recorded | Not applicable | No comment
Special Gas Cylinders | LAB7531SP | 2013-10-03 | Luxfer Gas Cylinders | Not available | 2008-02-01 | Arrowhead | DOT 3AL 3300 | Scuba | 227 bar | 379 bar | 10.4 litres | 3/4 NPSM | 183mm | Not applicable | 656mm | Not applicable | 16.1 kgs | Not applicable | EA16337 |  |  | Not recorded | Not applicable | No comment
Special Gas Cylinders | LAB7532SP | 2013-10-04 | Eurocylinder Systems GmbH | Not available | 2013-04-01 | TUV (Technische Ueberwachungs Verein) | EN 1964-1 | Air | 200 bar | 300 bar | 2.0 litres | 17E, 1/2" NGT | 100mm | Not applicable | 350mm | Not applicable | 2.9 kg | Not applicable | WEV031, WEV036, WEV038, WEV054, WEV055, WEV058, WEV072, WEV086, WEV088, WEV099 |  |  | Not recorded | Not applicable | No comment
Special Gas Cylinders | LAB7533SP | 2013-11-08 | Worthington | Not available | 2013-06-01 | Arrowhead | DOT 3AL 3000 | Air/Nitrox | 3000 psi | 5000 psi | 1.9 litres | 3/4 NPSM | 111mm | Not applicable | 323mm | Not applicable | 2.7 kg | Not applicable | V762729, V762745 V762762, V762754 V762736, V762758 |  |  | Not recorded | Not applicable | No comment
Special Gas Cylinders | LAB7534SP | 2013-11-08 | Faber | Not available | 2010-01-01 | Lloyds Register | BS 5045/7 | Air/Nitrox | 232 bar | 348 bar | 12.2 litres | M25x2 | 178mm | Not applicable | 640mm | Not applicable | 13.2 kg | Not applicable | 10/0001/075 |  |  | Not recorded | Not applicable | No comment
Special Gas Cylinders | LAB7534SP | 2013-11-08 | Faber | Not available | 2006-05-01 | Lloyds Register | BS 5045/7 | Air/Nitrox | 232 bar | 348 bar | 12.2 litres | M25x2 | 178mm | Not applicable | 640mm | Not applicable | 13.2 kg | Not applicable | 06/1356/130 |  |  | Not recorded | Not applicable | No comment
Special Gas Cylinders | LAB7534SP | 2013-11-08 | Faber | Not available | 2010-03-01 | Lloyds Register | BS 5045/7 | Air/Nitrox | 232 bar | 348 bar | 12.2 litres | M25x2 | 178mm | Not applicable | 640mm | Not applicable | 13.2 kg | Not applicable | 10/0287/031 |  |  | Not recorded | Not applicable | No comment
Special Gas Cylinders | LAB7535SP | 2013-11-08 | Catalina Cylinders | Not available | 2006-07-01 | TH Cochrane Laboratories | DOT 3AL 3000 | Air/Nitrox | 3000 psi | 5000 psi | 4.3 litres | 3/4 NPSM | 133.4mm | Not applicable | 505mm | Not applicable | 6.2 kg | Not applicable | BS0010693 |  |  | Not recorded | Not applicable | No comment
Special Gas Cylinders | LAB7536SP | 2013-11-21 | Norris Cylinder Company Inc | Not available | 2010-12-01 | Arrowhead | DOT 3AA 2300 | Carbon dioxide (CO2) | 2300 psi | 3833 psi | 67.8 litres | 1" NGT | 270mm | Not applicable | 1445mm | Not applicable | 84 kg | Not applicable | KF143635; KF143690 KF143699; KF143785 KF143585; KF143628 |  |  | Not recorded | Not applicable | No comment
Special Gas Cylinders | LAB7537SP | 2013-12-13 | Manchester Tank Company | Not available | 2004-01-01 | ASME (American Association of Mechanical Engineers) | ASME 8/1 | LPG | 312 psi (on cylinder) 2.15 mpa (calculated) | 3.30 mpa (calculated) | 24.2 Gallons US, (calculated 91.6 Litres) | 3/4 NGT | 360 mm | Not applicable | 1040 mm | Not applicable | 33.6 kg | Not applicable | 1441543 |  |  | Not recorded | Not applicable | No comment
Special Gas Cylinders | LAB7538SP | 2014-01-17 | Worthington | Not available | 2007-12-01 | Arrowhead | DOT 4BA 400 | Refrigerant | 400psi (27.6bar) | 800psi (55.2bar) | 21.6 litres | 3/4" - 14 NGT | 310m | Not applicable | 490mm | Not applicable | 12.7 kg | Not applicable | 154927N, 155018N 154723N, 154883N, |  |  | Not recorded | Not applicable | No comment
Special Gas Cylinders | LAB7539SP | 2014-01-21 | Worthington | Not available | 2012-09-01 | Arrowhead | DOT 3AL 1800 / TC 3ALM 124 | Carbon dioxide (CO2) | 1800psi (124 bar) | 207 bar | 0.85 litres | 5/8" UNF-18 | 80mm | Not applicable | 240mm | Not applicable | 0.86 kg | Not applicable | V193731 |  |  | Not recorded | Not applicable | No comment
Special Gas Cylinders | LAB7540SP | 2014-02-14 | Worthington | Not available | 2013-03-01 | Arrowhead | DOT 4BW 500 | Fire Extinguishant: Fire suppressant | 34.5 bar | 69 bar | 51.2 litres | 3.25" 8UN-2B | 323mm | Not applicable | 746mm | Not applicable | 43 kg | Not applicable | 4006FW, 3990FW |  |  | Not recorded | Not applicable | No comment
Special Gas Cylinders | LAB7541SP | 2014-02-14 | Worthington | Not available | 2013-03-01 | Arrowhead | DOT 4BW 500 | Fire Extinguishant: Fire suppressant | 34.5 bar | 69 bar | 28.6 litres | 3.25" 8UN-2B | 229mm | Not applicable | 986mm | Not applicable | 51 kg | Not applicable | 2555FV |  |  | Not recorded | Not applicable | No comment
Special Gas Cylinders | LAB7542SP | 2014-01-17 | Worthington | Not available | 1001-01-01 | Arrowhead | DOT 3AL 3000 | Air | 207 bar | 345 bar | 11.1 litres | 3/4 NPSM | 184mm | Not applicable | 663mm | Not applicable | 14.4 kg | Not applicable | CC125100, CC125096, CC124946, CC125123, CC125113, CC130845 |  |  | Not recorded | Not applicable | No comment
Special Gas Cylinders | LAB7543SP | 2014-01-29 | Eurocylinder Systems GmbH | Not available | 2013-05-01 | TUV (Technische Ueberwachungs Verein) | EN 1964-1 | Air - Breathing Air | 230 bar | 450 bar | 3 litres | M25x2 | 100mm | Not applicable | 570mm | Not applicable | 4.8 kg | Not applicable | V22117, V22136, V22135, V22119, V22124, V22137 |  |  | Not recorded | Not applicable | No comment
Special Gas Cylinders | LAB7544SP | 2014-01-23 | Luxfer Gas Cylinders | Not available | 1997-04-01 | Authorised Testing | DOT 3AL 2216 / TC 3ALM 153 | Oxygen (O2) - Medical | 2216psi (153 bar) | 3693psi (255 bar) | 21.5 litres | 1.125" parallel | 250mm | Not applicable | 920mm | Not applicable | 18.6 kg | Not applicable | MM20505 |  |  | Not recorded | Not applicable | No comment
Special Gas Cylinders | LAB7545SP | 2014-01-28 | Luxfer Gas Cylinders | Not available | 2002-01-01 | Lloyds Register | BS 5045-3 | Air | 232 | 348 | 7 litres | M25x2 | 152mm | Not applicable | 607mm | Not applicable | 9.25 kg | Not applicable | P3061M |  |  | Not recorded | Not applicable | No comment
Special Gas Cylinders | LAB7546SP | 2014-01-29 | Luxfer Gas Cylinders | Not available | 2013-01-01 | Arrowhead | DOT 3AL 3000 | Air | 207 | 345 | 2.86 litres | 3/4" NPSM | 110mm | Not applicable | 475mm | Not applicable | 2.35 kg | Not applicable | AF1957, AF1925, AF1921, AF1902, AF1920, AF1955 |  |  | Not recorded | Not applicable | No comment
Special Gas Cylinders | LAB7547SP | 2014-02-10 | Faber | Not available | 1001-01-01 | Lloyds Register | BS 5045/7/CM/S | Air/ Nitrox/ Oxygen (O2) | 232/200 | 348 | 2.0 litres | M25x2 | 100mm | Not applicable | 360mm | Not applicable | 2.90 kg, 2.89 kg, 2.94 kg, 2.92 kg | Not applicable | 13/1071/098, 13/1071/081, 13/1155/092, 13/2078/104 |  |  | Not recorded | Not applicable | No comment
Special Gas Cylinders | LAB7548SP | 2014-02-10 | Luxfer Gas Cylinders | Not available | 2013-02-01 | Lloyds Register | EN 1975 | Air/ Nitrox/ Oxygen (O2) | 232/200 | 348 | 1.5 litres | M25x2 | 110mm | Not applicable | 295mm | Not applicable | 2.57 kg | Not applicable | M387507; M387492; M387509; M387513; M387508; M387503 |  |  | Not recorded | Not applicable | No comment
Special Gas Cylinders | LAB7549SP | 2014-02-10 | Faber | Not available | 2010-04-01 | Lloyds Register | BS 5045/7/CM/S | Air/ Nitrox/ Oxygen (O2) | 232/200 | 348 | 3.0 litres | M25x2 | 100mm | Not applicable | 500mm | Not applicable | 3.78 kg, 3.74 kg, 3.88 kg, 3.89 kg | Not applicable | 10/0639/028; 10/0639/021; 10/0639/055; 10/0639/032 |  |  | Not recorded | Not applicable | No comment
Special Gas Cylinders | LAB7551SP | 2014-02-14 | Faber | Not available | 2013-07-01 | Lloyds Register | BS 5045/7/CM/S | Air/ Nitrox/ Oxygen (O2) | 232/200 | 348 | 3.0 litres | M25x2 | 100mm | Not applicable | 500mm | Not applicable | 3.88 kg | Not applicable | 13/1902/035, 13/1903/104 |  |  | Not recorded | Not applicable | No comment
Special Gas Cylinders | LAB7552SP | 2014-02-14 | Faber | Not available | 1001-01-01 | Lloyds Register or Bureau Veritas | ISO 9809/1 | Air/Nitrox | 300 bar | 450 bar | 7.0 litres | 3/4" NPSM | 140mm | Not applicable | 620mm | Not applicable | 10.6 kg | Not applicable | 13/0999/051, 13/0999/058, 13/0999/059, 13/0999/064, 11/2487/011, 11/2487/023 |  |  | Not recorded | Not applicable | No comment
Special Gas Cylinders | LAB7554SP | 2014-02-14 | Faber | Not available | 2006-07-01 | Lloyds Register | BS 5045/7 | Air/Nitrox | 232 bar | 348 bar | 15.0 litres | M25x2 | 203mm | Not applicable | 610mm | Not applicable | 16.1 kgs | Not applicable | 06/1952/014 |  |  | Not recorded | Not applicable | No comment
Special Gas Cylinders | LAB7554SP | 2014-02-14 | Faber | Not available | 2004-02-01 | Lloyds Register | BS 5045/7 | Air/Nitrox | 232 bar | 348 bar | 15.0 litres | M25x2 | 203mm | Not applicable | 610mm | Not applicable | 16.1 kgs | Not applicable | 04/0100/043 |  |  | Not recorded | Not applicable | No comment
Special Gas Cylinders | LAB7555SP | 2014-02-14 | Luxfer Gas Cylinders | Not available | 2009-04-01 | Arrowhead | ISO 7866 | Air/Nitrox | 207 bar | 311 bar | 11.1 litres | M25x2 | 184mm | Not applicable | 660mm | Not applicable | 14.3 kg | Not applicable | P3539 |  |  | Not recorded | Not applicable | No comment
Special Gas Cylinders | LAB7556SP | 2014-03-05 | Faber | Not available | 1998-02-01 | Lloyds Register | BS 5045/1 | Air/Nitrox | 232 bar | 348 bar | 7.0 litres | M25x2 | 140mm | Not applicable | 605mm | Not applicable | 7.8 kg | Not applicable | 98/9277/055, 98/9277/086 |  |  | Not recorded | Not applicable | No comment
Special Gas Cylinders | LAB7557SP | 2014-03-05 | Eurocylinder Systems GmbH | Not available | 2013-10-01 | TUV Thuringen | EN 1964-1 | Air/ Nitrox/ Oxygen (O2) | 232 bar | 450 bar | 3.0 litres | M25x2 | 100mm | Not applicable | 520mm | Not applicable | 4.96 kg | Not applicable | WQN172, WQN174, WQN175, WQO027 |  |  | Not recorded | Not applicable | No comment
Special Gas Cylinders | LAB7558SP | 2014-03-05 | Luxfer Gas Cylinders | Not available | 2013-07-01 | Arrowhead | DOT 3AL 1800 / TC 3ALM 124 | Carbon dioxide (CO2) | 124 bar | 207 bar | 6.60 litres | 1.125 - 13UNF | 174mm | Not applicable | 435mm | Not applicable | 6.60 kg | Not applicable | W997099 |  |  | Not recorded | Not applicable | No comment
Special Gas Cylinders | LAB7559SP | 2014-03-05 | Catalina Cylinders | Not available | 2002-11-01 | TH Cochrane Laboratories | DOT 3AL 1800 | Nitrous Oxide | 124 bar | 207 bar | 6.85 litres | 1.125 UNF | 175mm | Not applicable | 420mm | Not applicable | 5.55 kg | Not applicable | E10019067 |  |  | Not recorded | Not applicable | No comment
Special Gas Cylinders | LAB7560SP | 2014-03-05 | Manchester Tank Company | USA | 2012-01-01 | ASME (American Association of Mechanical Engineers) | ASME 8/1 | LPG vapour | 312 psi (on cylinder) 2.15 mpa (calculated) | 4.30 mpa (calculated) | 24 Gallons US (on cylinder) 90 Litres (calculated) | 3/4 NGT | 450mm | Not applicable | 660mm | Not applicable | 39.5 kg | Not applicable | 1702282 |  |  | Not recorded | Not applicable | No comment
Special Gas Cylinders | LAB7561SP | 2014-03-24 | Catalina Cylinders | Not available | 2006-02-01 | TH Cochrane Laboratories | DOT 3AL 3000 | Air | 207 bar | 345 bar | 11.1 litres | 3/4" - 14NPSM | 187mm | Not applicable | 661mm | Not applicable | 15.35 kg | Not applicable | AS0423466 |  |  | Not recorded | Not applicable | No comment
Special Gas Cylinders | LAB7562SP | 2014-03-24 | Luxfer Gas Cylinders | Not available | 1997-04-01 | Authorised Testing | DOT 3AL 3000 / TC 3ALM 207 | Air | 207 bar | 345 bar | Not available | 3/4" - 14NPSM | 187mm | Not applicable | 667mm | Not applicable | 14.8 kg | Not applicable | P303477 |  |  | Not recorded | Not applicable | No comment
Special Gas Cylinders | LAB7563SP | 2014-03-24 | CIG (Commonwealth Industrial Gases) | Not available | 1997-11-01 | CIG (Commonwealth Industrial Gases) | AS 1777 | Air | 240 bar | 360 bar | 11.5 litres | 3/4" - 14NPSM | 185mm | Not applicable | 685mm | Not applicable | 15.3 kg | Not applicable | SB8178 |  |  | Not recorded | Not applicable | No comment
Special Gas Cylinders | LAB7563SP | 2014-03-24 | CIG (Commonwealth Industrial Gases) | Not available | 1991-11-01 | CIG (Commonwealth Industrial Gases) | AS 1777 | Air | 240 bar | 360 bar | 11.5 litres | 3/4" - 14NPSM | 185mm | Not applicable | 685mm | Not applicable | 15.3 kg | Not applicable | SB8238 |  |  | Not recorded | Not applicable | No comment
Special Gas Cylinders | LAB7564SP | 2014-04-07 | IWKA | Germany | 1990-06-01 | TUV (Technische Ueberwachungs Verein) | BS 5045/1/CM/S | Air | 228 bar | 342 bar | 15.0 litres | 3/4" NPSM | 200mm | Not applicable | 625mm | Not applicable | 15.86 kg | Not applicable | 11916 EB 5575 |  |  | Not recorded | Not applicable | No comment
Special Gas Cylinders | LAB7565SP | 2014-04-07 | Faber | Not available | 1992-07-01 | Lloyds Register | BS 5045/1/CM/S | Air | 232 bar | 348 bar | 10.0 litres | 3/4" NPSM | 178mm | Not applicable | 550mm | Not applicable | 11.4 kg | Not applicable | 92/9516/076; 92/9516/115 |  |  | Not recorded | Not applicable | No comment
Special Gas Cylinders | LAB7566SP | 2014-05-20 | Manchester Tank Company | USA | 2005-06-27 | ASME (American Association of Mechanical Engineers) | ASME 8/1 | LPG vapour | 312 psi (on cylinder) 2.15 mpa (calculated) | 4.30 mpa (calculated) | 24.2 Gallons US (on cylinder) 92 Litres (calculated) | 3/4 NGT | 355mm | Not applicable | 1016mm | Not applicable | 33.3 kg | Not applicable | 1478311 |  |  | Not recorded | Not applicable | No comment
Special Gas Cylinders | LAB7567SP | 2014-05-21 | Faber | Not available | 1001-01-01 | Lloyds Register | BS 5045/1/CM/S | Air/ Nitrox/ Oxygen (O2) | 232 bar / 200 bar | 348 bar | 2.0 litres | M25x2 | 100mm | Not applicable | 360mm | Not applicable | 3.34 kg & 2.83 kg | Not applicable | 06/8007/189; 06/8007/052; 08/2880/040 |  |  | Not recorded | Not applicable | No comment
Special Gas Cylinders | LAB7568SP | 2014-05-20 | Luxfer Gas Cylinders | Not available | 1996-01-01 | Authorised Testing | TC 3ALM 207 / DOT 3AL 3000 | Air | 207 bar | 345 bar | 10.1 litres | 3/4" NPSM | 185mm | Not applicable | 665mm | Not applicable | 14.9 kg | Not applicable | P231716 |  |  | Not recorded | Not applicable | No comment
Special Gas Cylinders | LAB7569SP | 2014-05-21 | Faber | Not available | 2013-09-01 | Lloyds Register | BS 5045/1/CM/S | Air/ Nitrox/ Oxygen (O2) | 232 bar / 200 bar | 348 bar | 3.0 litres | M25x2 | 100mm | Not applicable | 500mm | Not applicable | 4.48 kg & 4.49 kg | Not applicable | 13/2313/182; 13/2313/189 |  |  | Not recorded | Not applicable | No comment
Special Gas Cylinders | LAB7570SP | 2014-05-21 | Manchester Tank Company | Not available | 1995-03-01 | Grand River | DOT 4BW 500 | Fire extinguishant: FM200 | 34.5 bar | 69 bar | 244 litres | 3.25" 8UN-2B | 555mm | Not applicable | 1218mm | Not applicable | 150.2 kg | Not applicable | AA45329 |  |  | Not recorded | Not applicable | No comment
Special Gas Cylinders | LAB7571SP | 2014-06-11 | Faber | Not available | 2011-06-01 | Lloyds Register | BS 5045/1/CM/S | Air/ Nitrox/ Oxygen (O2) | 232 bar / 200 bar | 348 bar | 5.0 litres | M25x2 | 140mm | Not applicable | 465mm | Not applicable | 6.47 kg | Not applicable | 11/0596/048 |  |  | Not recorded | Not applicable | No comment
Special Gas Cylinders | LAB7572SP | 2014-06-11 | Faber | Not available | 2009-09-01 | Lloyds Register | BS 5045/1/CM/S | Air/ Nitrox/ Oxygen (O2) | 232 bar / 200 bar | 348 bar | 2.0 litres | M25x2 | 100mm | Not applicable | 360mm | Not applicable | 2.78 kg | Not applicable | 09/1182/138; 09/1182/090 |  |  | Not recorded | Not applicable | No comment
Special Gas Cylinders | LAB7573SP | 2014-06-11 | Manchester Tank Company | USA | 2004-01-01 | ASME (American Association of Mechanical Engineers) | ASME 8/1 | LPG vapour | 312 psi (on cylinder) 2.15 mpa (calculated) | 4.30 mpa (calculated) | 24.2 Gallons US (on cylinder) 92 Litres (calculated) | 3/4 NGT | 14" (355mm) | Not applicable | 40" (1016mm) | Not applicable | 33.3 kg | Not applicable | 1392867 |  |  | Not recorded | Not applicable | No comment
Special Gas Cylinders | LAB7574SP | 2014-06-11 | Faber | Not available | 2009-05-01 | Lloyds Register | BS 5045/1/CM/S | Air/ Nitrox/ Oxygen (O2) | 232 bar / 200 bar | 348 bar | 3.0 litres | M25x2 | 100mm | Not applicable | 504mm | Not applicable | 4.03 kg | Not applicable | 09/1067/025 |  |  | Not recorded | Not applicable | No comment
Special Gas Cylinders | LAB7576SP | 2014-06-11 | Luxfer Gas Cylinders | Not available | 2009-06-01 | Lloyds Register | EN 1975 | Air - Breathing Air | 232 bar | 348 bar | 10.4 litres | M25x2 | 220mm | Not applicable | 560mm | Not applicable | 17.5 kg | Not applicable | D718321, D718370 |  |  | Not recorded | Not applicable | No comment
Special Gas Cylinders | LAB7577SP | 2014-06-11 | Faber | Not available | 2011-05-01 | Lloyds Register | BS 5045/1/CM/S | Air | 232 bar | 348 bar | 2.0 litres | M25x2 | 100.6mm | Not applicable | 362mm | Not applicable | 3.34 kg | Not applicable | 11/1195/021; 11/1195/006 |  |  | Not recorded | Not applicable | No comment
Special Gas Cylinders | LAB7578SP | 2014-06-11 | Luxfer Gas Cylinders | Not available | 2010-06-01 | Lloyds Register | EN 1975 | Air/Nitrox | 232 bar | 348 bar | 7.0 litres | M25x2 | 152mm | Not applicable | 637mm | Not applicable | 10.05 kg | Not applicable | D802242; D988761 |  |  | Not recorded | Not applicable | No comment
Special Gas Cylinders | LAB7579SP | 2014-06-30 | Manchester Tank Company | USA | 2013-01-01 | ASME (American Association of Mechanical Engineers) | ASME 8/1 | LPG vapour | 312 psi (on cylinder) 2.15 mpa (calculated) | 4.30 mpa (calculated) | 12.2 Gallons US (on cylinder) 46.2 Litres (calculated) | 3/4 NGT | 12" (301mm) | Not applicable | 28" (710mm) | Not applicable | 22.0 kg | Not applicable | 1737023 |  |  | Not recorded | Not applicable | No comment
Special Gas Cylinders | LAB7580SP | 2014-06-30 | Worthington | Not available | 2004-05-01 | Arrowhead | DOT-4BW360 | Fire Extinguishant: Fire suppressant | 49.65 bar | 24.82 bar | 17.0 litres | 1.125"-BSW-12G | 200mm | Not applicable | 660mm | Not applicable | 8.4 kg | Not applicable | 2811BS |  |  | Not recorded | Not applicable | No comment
Special Gas Cylinders | LAB7581SP | 2014-07-17 | Eurocylinder Systems GmbH | Not available | 1001-01-01 | TUV (Technische Ueberwachungs Verein) | EN 1964-1 | Air | 232 bar | 450 bar | 3.0 litres | M25x2 | 100mm | Not applicable | 570mm | Not applicable | 4.96 kg | Not applicable | WQN157, WQN083, WQN051, WQN107, WQN130, WQN054 |  |  | Not recorded | Not applicable | No comment
Special Gas Cylinders | LAB7582SP | 2014-07-17 | Eurocylinder Systems GmbH | Not available | 1001-01-01 | TUV (Technische Ueberwachungs Verein) | EN 1964-1 | Air | 232 bar | 450 bar | 3.0 litres | M25x2 | 100mm | Not applicable | 570mm | Not applicable | 4.95 kg | Not applicable | VZY152, WQN021, XAH033, XAH095, XAH045, XAH086 |  |  | Not recorded | Not applicable | No comment
Special Gas Cylinders | LAB7584SP | 2014-07-07 | Faber | Not available | 1001-01-01 | Lloyds Register | BS 5045/1/CM/S | Air/ Nitrox/ Oxygen (O2) | 232 / 200 bar | 348 | 7.0 litres | M25x2 | 140mm | Not applicable | 605mm | Not applicable | 7.9 kg | Not applicable | 02/1091/028, 09/2760/026, 09/2760/007 |  |  | Not recorded | Not applicable | No comment
Special Gas Cylinders | LAB7585SP | 2014-07-11 | Heiser | Not available | 2000-01-01 | Bureau Veritas | BS 5045/1/CM/S | Air/ Nitrox/ Oxygen (O2) | 232 / 200 bar | 348 | 7.0 litres | M25x2 | 140mm | Not applicable | 595mm | Not applicable | 7.9 kg | Not applicable | DZ1103 |  |  | Not recorded | Not applicable | No comment
Special Gas Cylinders | LAB7586SP | 2014-06-20 | Luxfer Gas Cylinders | Not available | 1995-04-01 | Arrowhead | DOT 3AL 3000 | Air | 207 bar | 345 bar | 11.23 litres | 3/4"-14 NPSM | 184mm | Not applicable | 663mm | Not applicable | 15.12 kg | Not applicable | P173605 |  |  | Not recorded | Not applicable | No comment
Special Gas Cylinders | LAB7587SP | 2014-07-10 | Worthington | Not available | 2014-03-01 | Arrowhead | DOT 3AL 1800 / TC 3ALM 124 | Carbon dioxide (CO2) | 1800psi (124 bar) | 207 bar | 0.85 litres | 5/8 UNF-18 | 80mm | Not applicable | 240mm | Not applicable | 0.79 kg | Not applicable | V927797, V927614 |  |  | Not recorded | Not applicable | No comment
Special Gas Cylinders | LAB7588SP | 2014-07-11 | Faber | Not available | 2004-01-01 | Lloyds Register | BS 5045/7/CM/S | Air - SCUBA | 232 bar | 348 bar | 10.0 litres | M25x2 | 178mm | Not applicable | 558mm | Not applicable | 12.95 kg | Not applicable | 04/0042/118 |  |  | Not recorded | Not applicable | No comment
Special Gas Cylinders | LAB7589SP | 2014-10-03 | Manchester Tank Company | Indiana US | 2013-11-01 | Arrowhead Industrial Services | DOT-4BW360, TC-4BWM24 | Dry Chemical (BC, sodium bicarbonate) | 24.8 | 49.64 | 12.8 litres | Neck Threaded | 229mm | Not applicable | 447mm | Not applicable | 22 kg | Not applicable | TAR039976 |  |  | Not recorded | Not applicable | No comment
Special Gas Cylinders | LAB7589SP | 2014-10-03 | Manchester Tank Company | Indiana US | 2013-12-01 | Arrowhead Industrial Services | DOT-4BW360, TC-4BWM24 | Dry Chemical (BC, sodium bicarbonate) | 24.8 | 49.64 | 12.8 litres | Neck Threaded | 229mm | Not applicable | 447mm | Not applicable | 22 kg | Not applicable | TAR040394 |  |  | Not recorded | Not applicable | No comment
Special Gas Cylinders | LAB7590SP | 2014-10-03 | Manchester Tank Company | Indiana US | 2011-05-01 | Arrowhead Industrial Services | DOT-4BW360, TC-4BWM24 | Dry Chemical (BC, sodium bicarbonate) | 24.8 | 49.64 | 25.9 litres | Neck Threaded | 229mm | Not applicable | 782mm | Not applicable | 39.0kg | Not applicable | TAS034337 |  |  | Not recorded | Not applicable | No comment
Special Gas Cylinders | LAB7590SP | 2014-10-03 | Manchester Tank Company | Indiana US | 2013-09-01 | Arrowhead Industrial Services | DOT-4BW360, TC-4BWM24 | Dry Chemical (BC, sodium bicarbonate) | 24.8 | 49.64 | 25.9 litres | Neck Threaded | 229mm | Not applicable | 782mm | Not applicable | 39.0kg | Not applicable | TAS039981 |  |  | Not recorded | Not applicable | No comment
Special Gas Cylinders | LAB7591SP | 2014-07-22 | Luxfer Gas Cylinders | Not available | 1990-03-01 | Authorised Testing | CTC/DOT 3AL 3000 | Air - SCUBA | 207 bar | 345 bar | 11.4 litres | 3/4 NPSM | 205mm | Not applicable | 580mm | Not applicable | 16.7 kg | Not applicable | UV15244, UV15159 |  |  | Not recorded | Not applicable | No comment
Special Gas Cylinders | LAB7592SP | 2014-07-25 | Worthington | Not available | 2014-06-01 | Arrowhead | DOT 3AL 1800 | Carbon dioxide (CO2) | 1800psi (124 bar) | 207 bar | 0.85 litres | 5/8 UNF-18 | 80mm | Not applicable | 240mm | Not applicable | 0.79 kg | Not applicable | V970767, V970737, V970709 |  |  | Not recorded | Not applicable | No comment
Special Gas Cylinders | LAB7593SP | 2014-07-31 | Manchester Tank Company | Not available | 2008-01-01 | Arrowhead | DOT 4BW 500 | Dry Powder | 500 PSI (34.5 bar) | 1000 PSI (69 bar) | 28.8 litres | 2.40" BSW-12G | 230mm | Not applicable | 840mm | Not applicable | 17.1 kg | Not applicable | AA347640, AA347642 |  |  | Not recorded | Not applicable | No comment
Special Gas Cylinders | LAB7594SP | 2014-08-06 | Catalina Cylinders | Not available | 2014-05-01 | TH Cochrane Laboratories | DOT 3AL 1800 | Carbon dioxide (CO2) | 0.667 | 207 bar | 3.48 litres | 1.125-12 UNF | 133mm | Not applicable | 360mm | Not applicable | 3.31 kg | Not applicable | FE0205639 |  |  | Not recorded | Not applicable | No comment
Special Gas Cylinders | LAB7595SP | 2014-08-08 | Worthington | Not available | 2012-03-10 | Bureau Veritas | ISO 9809-2 | Argonite (50% Argon, 50% Nitrogen) | 300 bar | 450 bar | 80 litres | 25E | 267 mm | Not applicable | 1920 mm | Not applicable | 140 kg (charged weight) | Not applicable | 9827570, 9827576, 9827581, 9827582, 9827672 |  |  | Not recorded | Not applicable | No comment
Special Gas Cylinders | LAB7596SP | 2014-08-18 | Faber | Not available | 2011-01-01 | Bureau Veritas | EN 1964-1 | Air | 232 bar | 372 bar | 3.0 litres | M25x2 | 100 mm | Not applicable | 500 mm | Not applicable | 3.74 kg | Not applicable | 11/0041/122 |  |  | Not recorded | Not applicable | No comment
Special Gas Cylinders | LAB7598SP | 2014-08-29 | Manchester Tank Company | USA | 2013-01-01 | ASME (American Association of Mechanical Engineers) | ASME 8/1 | LPG vapour | 312 psi (on cylinder) 2.15 mpa (calculated) | 4.30 mpa (calculated) | 24 Gallons US (on cylinder) 91 Litres (calculated) | 3/4 NGT | 18" (457mm) | Not applicable | 26" (660mm) | Not applicable | 37.5 kg | Not applicable | 1742660, 1742662 |  |  | Not recorded | Not applicable | No comment
Special Gas Cylinders | LAB7602SP | 2014-10-03 | Luxfer Gas Cylinders | Not available | 2011-02-01 | Lloyds Register | PED 84/526 EEC | Carbon dioxide (CO2) | 0.75 | 250 bar | 2.0 litres | 17E tapered | 102mm | Not applicable | 380mm | Not applicable | 2.63 kg | Not applicable | M220241 |  |  | Not recorded | Not applicable | No comment
Special Gas Cylinders | LAB7603SP | 2014-10-02 | Worthington | Not available | 2010-03-01 | Arrowhead | DOT 4BA 400 | Refrigerant | 27.6 bar | 46 bar | 21.6 litres | 3/4 NPT | 310mm | Not applicable | 485mm | Not applicable | 12.78 kg | Not applicable | 226249N, 226134N |  |  | Not recorded | Not applicable | No comment
Special Gas Cylinders | LAB7605SP | 2014-10-17 | Manchester Tank Company | Not available | 1996-12-01 | Grand River | DOT 4BW 500 | Fire extinguishant: FM200 | 500 PSI (34.5 bar) | 1000 PSI (69 bar) | 244 litres | 3.75" 8UN-2B | 555mm | Not applicable | 1218mm | Not applicable | 153 kg | Not applicable | AA39040, AA39075 |  |  | Not recorded | Not applicable | No comment
Special Gas Cylinders | LAB7606SP | 2014-10-17 | Manchester Tank Company | Not available | 2007-11-01 | Arrowhead | DOT 4BW 500 | Fire extinguishant: FM200 | 500 PSI (34.5 bar) | 1000 PSI (69 bar) | 147 litres | 3.25" 8UN-2B | 405mm | Not applicable | 1300mm | Not applicable | 89.2 kg | Not applicable | AA39323 |  |  | Not recorded | Not applicable | No comment
Special Gas Cylinders | LAB7608SP | 2014-11-21 | Eurocylinder Systems GmbH | Not available | 1001-01-01 | TUV (Technische Ueberwachungs Verein) | EN 1964-1 | Oxygen (O2) | 200bar | 300bar | 2.0 litres | 17E 200 | 98mm | Not applicable | 350mm | Not applicable | 2.90kg | Not applicable | WTJ084, WTJ097, WTJ171, WUY003 |  |  | Not recorded | Not applicable | No comment
Special Gas Cylinders | LAB7609SP | 2014-12-11 | Catalina Cylinders | USA | 2006-07-01 | TH Cochrane Laboratories | DOT3AL | Air | 3000 psi | 5000psi | 4.3 litres | 3/4 NPSM | 133.4mm | Not applicable | 505mm | Not applicable | 6.2 kg | Not applicable | BS0010705 |  |  | Not recorded | Not applicable | No comment
Special Gas Cylinders | LAB7610SP | 2014-12-11 | Luxfer Gas Cylinders | USA | 2011-10-01 | Arrowhead | DOT3AL | Air | 207 bar | 345 bar | 9 litres | 3/4 NPSM | 184mm | Not applicable | 556mm | Not applicable | 12.5 kg | Not applicable | PP2159 |  |  | Not recorded | Not applicable | No comment
Special Gas Cylinders | LAB7611SP | 2014-12-11 | SMPC (Sahamiter Pressure Container Ltd) | Not available | 2014-01-01 | Arrowhead | DOT4BA240-TC4BAM16 | LPG | 0.444 | 33 bar | 32.4 litres | 3/4" 14NGT | 309mm | Not applicable | 602mm | Not applicable | 10.6 kg | Not applicable | MM112904, MM113489 |  |  | Not recorded | Not applicable | No comment
Special Gas Cylinders | LAB7613SP | 2015-01-30 | Worthington | Not available | 2012-09-01 | Arrowhead | DOT 4BW 500 | Fire extinguishant: FM200 | 34.5 bar | 69.0 bar | 28.6 litres | 3.25" 8UN-2B | 229mm | Not applicable | 986mm | Not applicable | 23.2 kg | Not applicable | 1997FV |  |  | Not recorded | Not applicable | No comment
Special Gas Cylinders | LAB7614SP | 2015-01-30 | Luxfer Gas Cylinders | Not available | 2007-08-01 | Arrowhead | DOT 3AL 2216 | Air Carbon dioxide (CO2) + Nitrogen (N2) | 153 bar | 255 bar | 6.0 litres | 1.125-12 UNF-2B | 175mm | Not applicable | 395mm | Not applicable | 6.6 kgs | Not applicable | FF51000, FF51018 |  |  | Not recorded | Not applicable | No comment
Special Gas Cylinders | LAB7616SP | 2015-01-30 | Luxfer Gas Cylinders | Not available | 2012-01-01 | Arrowhead | DOT 3AL 3000 | Air/Nitrox | 207 bar | 345 bar | 4.3 litres | 3/4 NPSM | 133 mm | Not applicable | 490 mm | Not applicable | 5.6 kgs | Not applicable | UW1793, UW1791 |  |  | Not recorded | Not applicable | No comment
Special Gas Cylinders | LAB7617SP | 2015-01-30 | Catalina Cylinders | Not available | 2011-03-01 | TH Cochrane Laboratories | DOT 3AL 3000 | Air/Nitrox | 207 bar | 345 bar | 1.9 litres | 3/4 NPSM | 111mm | Not applicable | 311mm | Not applicable | 2.4 kgs | Not applicable | AZ0021308 |  |  | Not recorded | Not applicable | No comment
Special Gas Cylinders | LAB7618SP | 2015-02-17 | Catalina Cylinders | Not available | 2009-03-01 | TH Cochrane Laboratories | DOT 3AL 3000 | Air - Breathing Air | 207 bar | 345 bar | 11.1 litres | 3/4 NPSM | 184mm | Not applicable | 550mm | Not applicable | 14.1 kgs | Not applicable | AS3514286; AS0534855; AS0514110 |  |  | Not recorded | Not applicable | No comment
Special Gas Cylinders | LAB7619SP | 2015-02-17 | Luxfer Gas Cylinders | Not available | 2008-05-01 | Arrowhead | DOT 3AL 3000 | Air - Breathing Air | 207 bar | 345 bar | 11.1 litres | 3/4 NPSM | 185mm | Not applicable | 665mm | Not applicable | 14.1 kgs | Not applicable | P845225 |  |  | Not recorded | Not applicable | No comment
Special Gas Cylinders | LAB7620SP | 2015-02-17 | Catalina Cylinders | Not available | 2014-03-01 | TH Cochrane Laboratories | DOT 3AL 3000 | Air - Breathing Air | 207 bar | 345 bar | 11.2 litres | 3/4 NPSM | 185mm | Not applicable | 680mm | Not applicable | 14.1 kgs | Not applicable | AS0687760 |  |  | Not recorded | Not applicable | No comment
Special Gas Cylinders | LAB7621SP | 2015-02-26 | Catalina Cylinders | Not available | 2012-01-01 | TH Cochrane Laboratories | DOT 3AL 2957 | Air - SCUBA | 204 bar | 345 bar | 11.1 litres | 3/4 NPSM | 185mm | Not applicable | 659mm | Not applicable | 15.4 kgs | Not applicable | AS0634670 |  |  | Not recorded | Not applicable | No comment
Special Gas Cylinders | LAB7622SP | 2015-03-17 | Worthington | Not available | 2014-07-01 | Arrowhead | DOT 3AL 1800 / TC 3ALM 124 | Carbon dioxide (CO2) | 124 bar | 207 bar | 0.82 litres | 5/8 x 14 | 81 mm | Not applicable | 235 mm | Not applicable | 0.78 kg | Not applicable | V996364, V996773 |  |  | Not recorded | Not applicable | No comment
Special Gas Cylinders | LAB7623SP | 2015-03-27 | Catalina Cylinders | Not available | 1988-11-01 | TH Cochrane Laboratories | DOT 3AL 3000 | Air - Breathing Air | 207 bar | 345 bar | 11.2 litres | NPSM | 185mm | Not applicable | 680mm | Not applicable | 14.1 kg | Not applicable | A85829, A85828 |  |  | Not recorded | Not applicable | No comment
Special Gas Cylinders | LAB7624SP | 2015-03-30 | Heiser | Not available | 1996-01-01 | Bureau Veritas | BS 5045/1/CM/S | Air - Breathing Air | 207 bar | 312 bar | 1.0 litres | 0.715" | 82 mm | Not applicable | 267 mm | Not applicable | 2.065 kg | Not applicable | BT7533 |  |  | Not recorded | Not applicable | No comment
Special Gas Cylinders | LAB7624SP | 2015-03-30 | Heiser | Not available | 1996-01-01 | Bureau Veritas | BS 5045/1/CM/S | Air - Breathing Air | 207 bar | 312 bar | 1.0 litres | 0.715" | 82 mm | Not applicable | 267 mm | Not applicable | 2.07 kg | Not applicable | BT7525, |  |  | Not recorded | Not applicable | No comment
Special Gas Cylinders | LAB7624SP | 2015-03-30 | Heiser | Not available | 2000-01-01 | Bureau Veritas | BS 5045/1/CM/S | Air - Breathing Air | 207 bar | 312 bar | 1.0 litres | 0.715" | 82 mm | Not applicable | 267 mm | Not applicable | 2.215 kg | Not applicable | EG7545 |  |  | Not recorded | Not applicable | No comment
Special Gas Cylinders | LAB7625SP | 2015-06-19 | Faber | Not available | 1992-01-01 | Lloyds Register | BS 5045/1/CM/S | Air | 232 bar | 348 bar | 12.2 litres | M25x2 | 178mm | Not applicable | 635mm | Not applicable | 15.42 kg | Not applicable | 92/9595/053 |  |  | Not recorded | Not applicable | Manufactured before 2003 withdrawal of BS5045/1
Special Gas Cylinders | LAB7625SP | 2015-06-19 | Faber | Not available | 2001-01-01 | Lloyds Register | BS 5045/1/CM/S | Air | 232 bar | 348 bar | 12.2 litres | M25x2 | 178mm | Not applicable | 635mm | Not applicable | 14.94 kg | Not applicable | 01/1475/142 |  |  | Not recorded | Not applicable | Manufactured before 2003 withdrawal of BS5045/1
Special Gas Cylinders | LAB7626SP | 2015-06-19 | Roth | Not available | 1998-01-01 | Lloyds Register | BS 5045/1/CM/S | Air | 232 bar | 348 bar | 3.17 litres | M25x2 | 101mm | Not applicable | 492mm | Not applicable | 4.2 kg | Not applicable | 68797 |  |  | Not recorded | Not applicable | Manufactured before 2003 withdrawal of BS5045/1
Special Gas Cylinders | LAB7627SP | 2015-04-07 | Taylor Wharton Co. | Not available | 2004-08-01 | Arrowhead | DOT 3AA 2015 | Carbon dioxide (CO2) | 139 bar | 231.6 bar | 40.8 litres | 1" BS341 | 225mm | Not applicable | 1340mm | Not applicable | 42 kg | Not applicable | 733107 |  |  | Not recorded | Not applicable | No comment
Special Gas Cylinders | LAB7628SP | 2015-04-17 | Manchester Tank Company | Not available | 2014-07-01 | Arrowhead | DOT 4BA 240 | LPG | 0.44 | 38 bar | 36.3 litres | 3/4" NPT | 310mm | Not applicable | 700mm | Not applicable | 16.6 kg | Not applicable | TF765563, TF765561 |  |  | Not recorded | Not applicable | No comment
Special Gas Cylinders | LAB7629SP | 2015-05-12 | Manchester Tank Company | USA | 2014-01-01 | ASME (American Association of Mechanical Engineers) | ASME 8/1 | LPG vapour | 312 psi (on cylinder) 2.15 mpa (calculated) | 4.30 mpa (calculated) | 24 Gallons US (on cylinder) 91 Litres (calculated) | 3/4 NGT | 18" (457mm) | Not applicable | 26" (660mm) | Not applicable | 37.4 kg | Not applicable | 1757140 |  |  | Not recorded | Not applicable | No comment
Special Gas Cylinders | LAB7631SP | 2015-05-26 | Manchester Tank Company | USA | 2003-01-01 | ASME (American Association of Mechanical Engineers) | ASME 8/1 | LPG vapour | 312 psi (on cylinder) 21.5 bar (calculated) | 4.30 mpa (calculated) | 24.2 Gallons US (on cylinder) 91.7 Litres (calculated) | 3/4 NGT | 14" (355mm) | Not applicable | 40" (1016mm) | Not applicable | 35.8 kg | Not applicable | 1336816 |  |  | Not recorded | Not applicable | No comment
Special Gas Cylinders | LAB7632SP | 2015-06-25 | Faber | Not available | 1001-01-01 | Lloyds Register | BS 5045/1/CM | Air | 232 bar | 348 bar | 15.0 litres | M25x2DIN | 207mm | Not applicable | 620mm | Not applicable | 16.1 kg | Not applicable | 99/9634/081 |  |  | Not recorded | Not applicable | Manufactured before 2003 withdrawal of BS5045/1
Special Gas Cylinders | LAB7633SP | 2015-06-25 | Manchester Tank Company | USA | 2014-01-01 | ASME (American Association of Mechanical Engineers) | ASME 8/1 | LPG vapour | 312 psi (on cylinder) 21.5 bar (calculated) | 4.30 mpa (calculated) | 24 Gallons US (on cylinder) 91 Litres (calculated) | 3/4 NGT | 18" (457mm) | Not applicable | 26" (660mm) | Not applicable | 37.3 kg | Not applicable | 1766396 |  |  | Not recorded | Not applicable | No comment
Special Gas Cylinders | LAB7635SP | 2015-09-21 | Manchester Tank Company | USA | 2003-11-01 | Arrowhead | DOT4BA240-TC4BAM16 | LPG | 0.444 | 33 bar | 21.6 litres | 3/4 NGT | 309mm | Not applicable | 352mm | Not applicable | 9.65 kg | Not applicable | TA551937, TA551743 |  |  | Not recorded | Not applicable | No comment
Special Gas Cylinders | LAB7638SP | 2015-11-10 | Manchester Tank Company | Not available | 2004-01-01 | ASME (American Association of Mechanical Engineers) | ASME 8/1 | LPG | 0.44 | 33 bar | 91.6 litres | 3/4 NGT | 358mm | Not applicable | 1030mm, 910mm | Not applicable | 33.2 kg | Not applicable | 1380088 |  |  | Not recorded | Not applicable | No comment
Special Gas Cylinders | LAB7639SP | 2015-11-10 | Faber | Not available | 1990-05-01 | Lloyds Register | BS 5045/1/CM | Argon (Ar) & Argon mixes | 230 bar | 345 bar | 10 litres | 1"BS341 | 174mm | Not applicable | 561mm | Not applicable | 18.1 kg | Not applicable | 90/9515/195 |  |  | Not recorded | Not applicable | Manufactured before 2003 withdrawal of BS5045/1
Special Gas Cylinders | LAB7640SP | 2015-11-18 | Manchester Tank Company | Not available | 2005-01-01 | ASME (American Association of Mechanical Engineers) | ASME 8/1 | LPG | 21.5 bar | 43 bar | 91.7 litres | 3/4 NGT | 355mm | Not applicable | 1016mm | Not applicable | 35.8 kg | Not applicable | 1460082 |  |  | Not recorded | Not applicable | No comment
Special Gas Cylinders | LAB7641SP | 2015-12-09 | Worthington | USA | 2012-09-01 | Arrowhead | DOT 4BW 500 | Fire extinguishant: FM200 | 34.5 bar | 69 bar | 28.3 litres | 1.5" | 230mm | Not applicable | 830mm | Not applicable | 24 kg | Not applicable | 1882FV, 1889FV, 1956FV, 1995FV, 1999FV, 2014FV |  |  | Not recorded | Not applicable | No comment
Special Gas Cylinders | LAB7642SP | 2016-02-03 | Manchester Tank Company | Not available | 2014-01-01 | ASME (American Association of Mechanical Engineers) | ASME 8/1 | LPG | 21.5 bar | 43 bar | 90.96 litres | 3/4 NGT | 457mm | Not applicable | 660mm | Not applicable | 39.5 kg | Not applicable | 1769633 |  |  | Not recorded | Not applicable | No comment
Special Gas Cylinders | LAB7643SP | 2016-02-16 | Worthington | Not available | 2006-12-01 | Bureau Veritas | ISO 9809-2 | Air/Nitrox | 350 bar | 525 bar | 50 Litres | 1" BS341 | 229mm | Not applicable | 1570mm | Not applicable | 76.9 kg | Not applicable | 7554014, 7554005, 7554004, 7554001, 7553998, 7553993 |  |  | Not recorded | Not applicable | No comment
Special Gas Cylinders | LAB7644SP | 2016-02-16 | Worthington | Not available | 2013-03-01 | Bureau Veritas | ISO 9809-2 | Air | 200 bar | 300 bar | 50 litres | 1" BS341 | 229mm | Not applicable | 1450mm | Not applicable | 45.4 kg | Not applicable | 10161727, 10161729, 10161734, 10161728, 10161740, 10161737 |  |  | Not recorded | Not applicable | No comment
Special Gas Cylinders | LAB7645SP | 2016-02-16 | Worthington | Not available | 2001-12-01 | Bureau Veritas | ISO 9809-2 | Air | 200 bar | 300 bar | 50 litres | 1" BS341 | 229mm | Not applicable | 1450mm | Not applicable | 45.4 kg | Not applicable | 9671416, 9671423 |  |  | Not recorded | Not applicable | No comment
Special Gas Cylinders | LAB7646SP | 2016-02-16 | Faber | Not available | 1994-03-01 | Lloyds Register | BS 5045/1/CM/S | Air | 232 bar | 348 bar | 18 litres | 3/4 NPSM | 221m | Not applicable | 660mm | Not applicable | 19.6 kg | Not applicable | 94/9625/055 |  |  | Not recorded | Not applicable | Manufactured before 2003 withdrawal of BS5045/1
Special Gas Cylinders | LAB7647SP | 2016-02-16 | Heiser | Not available | 1996-08-01 | Bureau Veritas | BS 5045/1/CM/S | Oxygen (O2) | 207 bar | 320 bar | 4.0 litres | M18x1.5 EN144-1 | 140mm | Not applicable | 395mm | Not applicable | 7.31 kg | Not applicable | BV2644 |  |  | Not recorded | Not applicable | Manufactured before 2003 withdrawal of BS5045/1
Special Gas Cylinders | LAB7649SP | 2016-02-16 | Heiser | Not available | 1992-01-01 | Bureau Veritas | BS 5045/1/CM/S | Air | 200 bar | 304 bar | 9.0 litres | 0.715 BS341 | 178mm | Not applicable | 499mm | Not applicable | 10.4 kg | Not applicable | Z53352 |  |  | Not recorded | Not applicable | Manufactured before 2003 withdrawal of BS5045/1
Special Gas Cylinders | LAB7650SP | 2016-03-03 | Roth Mions | Not available | 1999-09-01 | Lloyds Register | BS 5045/1/CM/S | Air | 232 bar | 348 bar | 15 litres | M25x2 | 230mm | Not applicable | 635mm | Not applicable | 18.6 kg | Not applicable | 91203 |  |  | Not recorded | Not applicable | Manufactured before 2003 withdrawal of BS5045/1
Special Gas Cylinders | LAB7651SP | 2016-03-03 | Faber | Not available | 1992-05-01 | Lloyds Register | BS 5045/1/CM/S | Air | 232 bar | 348 bar | 15 litres | M25x2 | 203mm | Not applicable | 620mm | Not applicable | 16.5 kg | Not applicable | 92/9510/009 |  |  | Not recorded | Not applicable | Manufactured before 2003 withdrawal of BS5045/1
Special Gas Cylinders | LAB7652SP | 2016-03-03 | Luxfer Gas Cylinders | Not available | 2012-02-01 | Arrowhead | DOT 3AL 3300 | Air | 228 bar | 379 bar | 13.1 litres | 3/4" | 204mm | Not applicable | 666mm | Not applicable | 18.7 kg | Not applicable | UT3621 |  |  | Not recorded | Not applicable | No comment
Special Gas Cylinders | LAB7654SP | 2016-04-20 | Manchester Tank Company | Not available | 1998-01-01 | Arrowhead | DOT 4BW 500 | Fire extinguishant: FM200 | 34.5 bar | 69 bar | 143.8 litres | 3"-12UN-2B | 410mm | Not applicable | 1340mm | Not applicable | 81.0 kg | Not applicable | AA95725 |  |  | Not recorded | Not applicable | No comment
Special Gas Cylinders | LAB7655SP | 2016-03-30 | Norris Cylinder Company Inc | Not available | 2005-12-01 | Arrowhead | DOT 3AA 2300 | Carbon dioxide (CO2) | 159 bar | 264 bar | 66.8 litres | 3/4"-14NGT | 270mm | Not applicable | 1465mm | Not applicable | 86.3 kg | Not applicable | KF104726AA; KF104717AA |  |  | Not recorded | Not applicable | No comment
Special Gas Cylinders | LAB7656SP | 2016-04-29 | Catalina Cylinders | Not available | 2015-07-01 | TH Cochrane Laboratories | DOT 3AL / TC 3ALM | Air/ Nitrox/ Oxygen (O2) | 207(200) bar | 311 bar | 2.88 litres | 3/4"-14NPSM | 133.4mm | Not applicable | 350.5mm | Not applicable | 4.05 kg | Not applicable | CU0002285, CU0002311 |  |  | Not recorded | Not applicable | No comment
Special Gas Cylinders | LAB7658SP | 2016-05-03 | Brunner | Not available | 1994-01-01 | ASME (American Association of Mechanical Engineers) | ASME 8/1 | LPG | 21.5 bar | 43 bar | 148 litres | 3/4 NGT | 406mm | Not applicable | 1220mm | Not applicable | 62.0 kg | Not applicable | BL 4017 |  |  | Not recorded | Not applicable | No comment
Special Gas Cylinders | LAB7659SP | 2016-04-29 | Manchester Tank Company | Not available | 1994-01-01 | ASME (American Association of Mechanical Engineers) | ASME 8/1 | LPG | 21.5 bar | 43 bar | 26 litres | 3/4 NGT | 254mm | Not applicable | 584mm | Not applicable | 15.9 kg | Not applicable | 725832 |  |  | Not recorded | Not applicable | No comment
Special Gas Cylinders | LAB7660SP | 2016-05-19 | Manchester Tank Company | USA | 2001-02-01 | Arrowhead | DOT 4BW 500 | Fire extinguishant: FM200 | 34.5 bar | 69 bar | 12.3 litres | 2.1/2" 12UN 2B | 232mm | Not applicable | 530mm | Not applicable | 29.2 kg | Not applicable | AA150142 |  |  | Not recorded | Not applicable | No comment
Special Gas Cylinders | LAB7661SP | 2016-06-16 | Manchester Tank Company | USA | 2007-07-01 | Arrowhead | DOT 4BA 240 / TC 4BAAM16 | LPG | 0.44 | 33 bar | 21.6 litres | 3/4 NGT | 310mm | Not applicable | 448mm | Not applicable | 9.62 kg | Not applicable | TA647748 |  |  | Not recorded | Not applicable | No comment
Special Gas Cylinders | LAB7662SP | 2016-07-13 | Manchester Tank Company | Not available | 2001-05-01 | Arrowhead Industrial Services | DOT 4BW 500 | Fire extinguishant: FM200 | 24.8 bar at 21c | 68.88 bar | 51 litres | 2 1/2" | 305 mm | Not applicable | 760 mm | Not applicable | 40 kg | Not applicable | AA156405, AA156406 |  |  | Not recorded | Not applicable | No comment
Special Gas Cylinders | LAB7662SP | 2016-07-13 | Manchester Tank Company | Not available | 2002-11-01 | Arrowhead Industrial Services | DOT 4BW 500 | Fire extinguishant: FM200 | 24.8 bar at 21c | 68.88 bar | 51 litres | 2 1/2" | 305 mm | Not applicable | 760 mm | Not applicable | 40 kg | Not applicable | AA187473 |  |  | Not recorded | Not applicable | No comment
Special Gas Cylinders | LAB7662SP | 2016-07-13 | Manchester Tank Company | Not available | 2007-12-01 | Arrowhead Industrial Services | DOT 4BW 500 | Fire extinguishant: FM200 | 24.8 bar at 21c | 68.88 bar | 51 litres | 2 1/2" | 305 mm | Not applicable | 760 mm | Not applicable | 40 kg | Not applicable | AA345601 |  |  | Not recorded | Not applicable | No comment
Special Gas Cylinders | LAS7663SP | 2016-07-13 | Manchester Tank Company | Not available | 2003-04-01 | Arrowhead Industrial Services USA | DOT 4BW 500 | Fire extinguishant: FM200 | 24.8 bar at 21c | 68.88 bar | 144 litres | 3 inch | 405 mm | Not applicable | 1300 mm | Not applicable | 90.9 kg | Not applicable | AA194877, AA194833 |  |  | Not recorded | Not applicable | No comment
Special Gas Cylinders | LAS7663SP | 2016-07-13 | Manchester Tank Company | Not available | 2002-05-01 | Arrowhead Industrial Services USA | DOT 4BW 500 | Fire extinguishant: FM200 | 24.8 bar at 21c | 68.88 bar | 144 litres | 3 inch | 405 mm | Not applicable | 1300 mm | Not applicable | 90.9 kg | Not applicable | AA186260 |  |  | Not recorded | Not applicable | No comment
Special Gas Cylinders | LAS7663SP | 2016-07-13 | Manchester Tank Company | Not available | 2001-10-01 | Arrowhead Industrial Services USA | DOT 4BW 500 | Fire extinguishant: FM200 | 24.8 bar at 21c | 68.88 bar | 144 litres | 3 inch | 405 mm | Not applicable | 1300 mm | Not applicable | 90.9 kg | Not applicable | AA164905, AA164945 |  |  | Not recorded | Not applicable | No comment
Special Gas Cylinders | LAS7663SP | 2016-07-13 | Manchester Tank Company | Not available | 2007-12-01 | Arrowhead Industrial Services USA | DOT 4BW 500 | Fire extinguishant: FM200 | 24.8 bar at 21c | 68.88 bar | 144 litres | 3 inch | 405 mm | Not applicable | 1300 mm | Not applicable | 90.9 kg | Not applicable | AA197311 |  |  | Not recorded | Not applicable | No comment
Special Gas Cylinders | LAB7664SP | 2016-07-06 | Manchester Tank Company | Not available | 2005-09-01 | Arrowhead | DOT 4BW 500 | Fire extinguishant: FM200 | 34 bar | 69 bar | 147 litres | 3.25" 8un-2b | 405 mm | Not applicable | 1300 mm | Not applicable | 79 kg | Not applicable | AA264289 |  |  | Not recorded | Not applicable | No comment
Special Gas Cylinders | LAB7665SP | 2016-07-26 | Faber | Not available | 2001-05-01 | Lloyds Register | BS 5045/1 | Air - Breathing Air | 23.2 | 34.8 | 15 litres | M25 x 2 | 206 mm | Not applicable | 616 mm | Not applicable | 16.6 kg | Not applicable | 011345094, 011345083 |  |  | Not recorded | Not applicable | Manufactured before 2003 withdrawal of BS5045/1
Special Gas Cylinders | LAB7666SP | 2016-07-26 | Manchester Tank Company | Not available | 2008-11-01 | Arrowhead | DOT 4BW 500 | Fire extinguishant: FM200 | 34.5 bar | 69 bar | 245 litres | 1.312"-12UN-2B & 4.5"-12UN-2B | 555 mm | Not applicable | 1200 mm | Not applicable | 163.36 kg | Not applicable | AA383849 |  |  | Not recorded | Not applicable | No comment
Special Gas Cylinders | LAB7667SP | 2016-08-29 | Manchester Tank Company | Not available | 2007-12-01 | Arrowhead Industrial Services USA | DOT 4BW 500 | Fire extinguishant: FM200 | 24.8 bar at 21c | 68.88 bar | 144 litres | 3 inch | 405 mm | Not applicable | 1300 mm | Not applicable | 90.9 kg | Not applicable | AA345611 |  |  | Not recorded | Not applicable | serial number strikethrew following advice cylinder condemned
Special Gas Cylinders | LAB7667SP | 2016-08-29 | Manchester Tank Company | Not available | 1997-10-01 | Arrowhead Industrial Services USA | DOT 4BW 500 | Fire extinguishant: FM200 | 24.8 bar at 21c | 68.88 bar | 144 litres | 3 inch | 405 mm | Not applicable | 1300 mm | Not applicable | 90.9 kg | Not applicable | AA78913, AA79803 |  |  | Not recorded | Not applicable | serial number strikethrew following advice cylinder condemned
Special Gas Cylinders | LAB7667SP | 2016-08-29 | Manchester Tank Company | Not available | 2008-01-01 | Arrowhead Industrial Services USA | DOT 4BW 500 | Fire extinguishant: FM200 | 24.8 bar at 21c | 68.88 bar | 144 litres | 3 inch | 405 mm | Not applicable | 1300 mm | Not applicable | 90.9 kg | Not applicable | AA80719 |  |  | Not recorded | Not applicable | serial number strikethrew following advice cylinder condemned
Special Gas Cylinders | LAB7667SP | 2016-08-29 | Manchester Tank Company | Not available | 2001-10-01 | Arrowhead Industrial Services USA | DOT 4BW 500 | Fire extinguishant: FM200 | 24.8 bar at 21c | 68.88 bar | 144 litres | 3 inch | 405 mm | Not applicable | 1300 mm | Not applicable | 90.9 kg | Not applicable | AA164915 |  |  | Not recorded | Not applicable | serial number strikethrew following advice cylinder condemned
Special Gas Cylinders | LAB7668SP | 2016-09-30 | Manchester Tank Company | Not available | 2005-02-01 | Arrowhead | DOT 4BW 500 | Fire extinguishant: FM200 | 25.6 bar | 69 bar | 50.8 litres | 2" 8UN-2B | 325 mm | Not applicable | 750 mm | Not applicable | 33.2 kg | Not applicable | AA245258 |  |  | Not recorded | Not applicable | No comment
Special Gas Cylinders | LAB7669SP | 2016-09-30 | Manchester Tank Company | Not available | 2001-10-01 | Arrowhead Industrial Services USA | DOT 4BW 500 | Fire extinguishant: FM200 | 24.8 bar at 21c | 68.88 bar | 144 litres | 3 inch | 405 mm | Not applicable | 1300 mm | Not applicable | 90.9 kg | Not applicable | AA164930 |  |  | Not recorded | Not applicable | No comment
Special Gas Cylinders | LAB7669SP | 2016-09-30 | Manchester Tank Company | Not available | 2000-09-01 | Arrowhead Industrial Services USA | DOT 4BW 500 | Fire extinguishant: FM200 | 24.8 bar at 21c | 68.88 bar | 144 litres | 3 inch | 405 mm | Not applicable | 1300 mm | Not applicable | 90.9 kg | Not applicable | AA137056 |  |  | Not recorded | Not applicable | No comment
Special Gas Cylinders | LAB7670SP | 2016-11-18 | Catalina Cylinders | Not available | 2002-01-01 | TH Cochrane Laboratories | DOT 3AL 1800 / TC 3ALM 124 | Nitrous Oxide | 124 bar | 206.6 bar | 12.4 litres | 12G | 175 mm | Not applicable | 415 mm | Not applicable | 6.5 kg | Not applicable | EL010361 |  |  | Not recorded | Not applicable | No comment
Special Gas Cylinders | LAB7672SP | 2016-11-18 | Norris Cylinder Company Inc | Not available | 2008-05-01 | Arrowhead Industrial Services | DOT 3AA 2300 | Carbon dioxide (CO2) | 265 bar | Not available | 66.7 litres | 1" NGT | 270 mm | Not applicable | 1475 mm | Not applicable | 82 kgs | Not applicable | KF121938, KF121963, KF121935, KF121936, KF121915, KF121911 |  |  | Not recorded | Not applicable | No comment
Special Gas Cylinders | LAB7673SP | 2016-11-30 | Faber | Not available | 2000-05-01 | Lloyds Register | BS 5045/1/CMS | Air - Breathing Air | 232 bar | 348 bar | 12 litres | M25X2 | 178 mm | Not applicable | 650 mm | Not applicable | 13.5 kgs | Not applicable | 9412183 |  |  | Not recorded | Not applicable | Manufactured before 2003 withdrawal of BS5045/1
Special Gas Cylinders | LAB7673SP | 2016-11-30 | Faber | Not available | 2000-05-01 | Lloyds Register | BS 5045/1/CMS | Air - Breathing Air | 232 bar | 348 bar | 12 litres | M25X2 | 178 mm | Not applicable | 650 mm | Not applicable | 13.5 kgs | Not applicable | 9412189 |  |  | Not recorded | Not applicable | Manufactured before 2003 withdrawal of BS5045/1
Special Gas Cylinders | LAB7673SP | 2016-11-30 | Faber | Not available | 1991-06-01 | Lloyds Register | BS 5045/1/CMS | Air - Breathing Air | 232 bar | 348 bar | 12 litres | M25X2 | 178 mm | Not applicable | 650 mm | Not applicable | 13.5 kgs | Not applicable | 919512030 |  |  | Not recorded | Not applicable | Manufactured before 2003 withdrawal of BS5045/1
Special Gas Cylinders | LAB7674SP | 2016-12-12 | Manchester Tank Company | Not available | 2016-07-01 | Arrowhead Industrial Services | DOT 4BW 500 | Fire extinguishant: FM200 | 25 bar @ 21c | 68.88 bar | 28.68 litres | 1 1/2" | 230 mm | Not applicable | 990 mm | Not applicable | 24 kg | Not applicable | AA811948, AA811954, AA811976, AA811951, AA811953, AA811979 |  |  | Not recorded | Not applicable | No comment
Special Gas Cylinders | LAB7678SP | 2017-01-30 | Faber | Not available | 2003-01-01 | Lloyds Register | BS 5045/1/CMS | Air - SCUBA | 232 bar | 348 bar | 12.2 litres | 3/4 NPSM | 178 mm | Not applicable | 642 mm | Not applicable | 13.5 kg | Not applicable | 03/0123/039, 03/0123/036 |  |  | Not recorded | Not applicable | Manufactured before 2003 withdrawal of BS5045/1
Special Gas Cylinders | LAB7679SP | 2017-01-31 | Eurocylinder Systems GmbH | Germany | 2015-10-01 | TUV (Technische Ueberwachungs Verein) | EN 1964-1 | Oxygen (O2) | 200bar | 300bar | 3.0 litres | 17E | 100 mm | Not applicable | 500 mm | Not applicable | 3.75 kg | Not applicable | YWL088 |  |  | Not recorded | Not applicable | No comment
Special Gas Cylinders | LAB7680SP | 2017-02-27 | Manchester Tank Company | USA | 2016-02-01 | Arrowhead Industrial Services | DOT 4BW 500 | Fire extinguishant: FM200 | 24.8bar | 68.88bar | 365.3 litres | 3" | 610 mm | Not applicable | 1500 mm | Not applicable | 224.7 kg | Not applicable | AA797082 |  |  | Not recorded | Not applicable | No comment
Special Gas Cylinders | LAB7681SP | 2017-03-30 | Faber | Not available | 1991-06-01 | Lloyds Register | BS 5045/1/CMS | Air | 300 bar | 465 bar | 7.0 litres | M25x2 | 143 mm | Not applicable | 605 mm | Not applicable | 11.4 kg | Not applicable | 91/9594/165, 91/9594/152 |  |  | Not recorded | Not applicable | Manufactured before 2003 withdrawal of BS5045/1
Special Gas Cylinders | LAB7682SP | 2017-03-30 | Basincli Kaplar Sanayi | Turkey | 2016-01-01 | TUV (Technische Ueberwachungs Verein) | ISO 9809/1 | Carbon dioxide (CO2) | 0.667 | 250 bar / 300 bar | 8.0 litres | 25E | 139.7 mm / 140 mm | Not applicable | 706 mm / 670 mm | Not applicable | 13.65 kg / 10.9 kg | Not applicable | BKS0787069 / NPN041 UT |  |  | Not recorded | Not applicable | alternative parameters apply to the two serial numbers respectively
Special Gas Cylinders | LAB7683SP | 2017-04-10 | Catalina Cylinders | USA | 2013-12-01 | TH Cochrane Laboratories | DOT 3AL 3000 / TC 3ALM 207 | Air - Breathing Air | 207 bar | 345 bar | 9.1 litres | 3/4 NPSM | 182 mm | Not applicable | 555 mm | Not applicable | 12.6 kg | Not applicable | BJ0047485 |  |  | Not recorded | Not applicable | No comment
Special Gas Cylinders | LAB7685SP | 2017-05-08 | Faber | Not available | 2001-06-01 | Lloyds Register | BS 5045/1/CMS | Permanent and liquefied gases | 232 bar | 348 bar | 15 litres | M25x2 | 203 mm | Not applicable | 610 mm | Not applicable | 16.3 kg | Not applicable | 01/1692/166 |  |  | Not recorded | Not applicable | Manufactured before 2003 withdrawal of BS5045/1
Special Gas Cylinders | LAB7686SP | 2017-05-29 | Basincli Kaplar Sanayi | Turkey | 2017-01-01 | TUV (Technische Ueberwachungs Verein) | ISO 9809/1 | Carbon dioxide (CO2) | 0.75 | 250 bar | 14 litres | 25E | 143 mm | Not applicable | 1077 mm | Not applicable | 18.2 kg | Not applicable | 17/12600 UT, 17/12609 UT |  |  | Not recorded | Not applicable | No comment
Special Gas Cylinders | LAB7687SP | 2017-05-08 | Manchester Tank Company | Not available | 2006-02-01 | Arrowhead | DOT 4BW 500 | Fire extinguishant: FM200 | 25.6 bar | 69 bar | 147 litres | 3.25"-8UN-2B | 405 mm | Not applicable | 1250 mm | Not applicable | 91 kg | Not applicable | AA274553 |  |  | Not recorded | Not applicable | No comment
Special Gas Cylinders | LAB7688SP | 2017-05-23 | Manchester Tank Company | Not available | 2008-11-01 | Arrowhead | DOT 4BW 500 | Fire extinguishant: FM200 | 25.6 bar | 69 bar | 147 litres | 3.25"-8UN-2B | 405 mm | Not applicable | 1250 mm | Not applicable | 78.5 kg | Not applicable | AA382264 |  |  | Not recorded | Not applicable | No comment
Special Gas Cylinders | LAB7689SP | 2017-05-24 | Beijing Tianhai Industry | China | 2014-12-01 | TUV (Technische Ueberwachungs Verein) | ISO 9809/1 | Argon (Ar) | 200 bar | 300 bar | 24.1 litres | 25E | 200 mm | Not applicable | 935 mm | Not applicable | 32.5 kg | Not applicable | 14M1124111 |  |  | Not recorded | Not applicable | No comment
Special Gas Cylinders | LAB7690SP | 2017-05-29 | Manchester Tank Company | Not available | 2001-09-01 | Arrowhead | DOT 4BW 500 | Fire extinguishant: FM200 | 24.8 bar at 21c | 68.8 bar | 81 litres | 2.5" | 322 mm | Not applicable | 1150 mm | Not applicable | 127.4 kg | Not applicable | AA164892 |  |  | Not recorded | Not applicable | No comment
Special Gas Cylinders | LAB7691SP | 2017-05-29 | Manchester Tank Company | Not available | 2008-11-01 | Arrowhead | DOT 4BW 500 | Fire extinguishant: FM200 | 24.8 bar at 21c | 68.8 bar | 81 litres | 2.5" | 322 mm | Not applicable | 1150 mm | Not applicable | 127.4 kg | Not applicable | AA381859 |  |  | Not recorded | Not applicable | No comment
Special Gas Cylinders | LAB7692SP | 2017-07-18 | Luxfer Gas Cylinders | Not available | 2008-01-01 | Arrowhead | EN 12245 | Air - Breathing Air (SCBA) | 300 bar | 450 bar | 6.8 litres | M18 x 1.5 | 157 mm | Not applicable | 520 mm | Not applicable | 5.18 kg | Not applicable | IC460365, IC460382, IC460345, IC460305, IC460377 |  |  | Not recorded | Not applicable | No comment
Special Gas Cylinders | LAB7693SP | 2017-07-18 | Manchester Tank Company | Not available | 2006-09-01 | Arrowhead | DOT 4BW 500 | Fire extinguishant: FM200 | 25.6 bar | 69 bar | 50.8 litres | 2.0"-8UN-2B | 325 mm | Not applicable | 750 mm | Not applicable | 38.7 kg | Not applicable | AA292890 |  |  | Not recorded | Not applicable | No comment
Special Gas Cylinders | LAB7694SP | 2017-09-19 | Manchester Tank Company | Not available | 2005-09-01 | Arrowhead | DOT 4BW 500 | Fire extinguishant: FM200 | 25.6 bar | 69 bar | 50.8 litres | 2.0"-8UN-2B | 325 mm | Not applicable | 750 mm | Not applicable | 38.65 kg | Not applicable | AA264907 |  |  | Not recorded | Not applicable | No comment
Special Gas Cylinders | LAB7695SP | 2017-08-24 | Heiser | Not available | 1986-01-01 | Bureau Veritas | BS 5045/1 | Air | 207 bar | 343 bar | 9 litres | 0.715 BS341 | 177 mm | Not applicable | 500 mm | Not applicable | Not available | Not applicable | N74563, N74403, N74655, N74887 |  |  | Not recorded | Not applicable | Manufactured before 2003 withdrawal of BS5045/1
Special Gas Cylinders | LAB7698SP | 2017-10-16 | Manchester Tank Company | Not available | 2006-04-01 | Arrowhead | DOT 4BW 500 | Fire extinguishant: FM200 | 25.6 bar | 69 bar | 84.1 litres | 2.75"-8UN-2B | 325 mm | Not applicable | 1080 mm | Not applicable | 48.0 kg | Not applicable | AA280886 |  |  | Not recorded | Not applicable | No comment
Special Gas Cylinders | LAB7701SP | 2017-10-16 | Manchester Tank Company | Not available | 2007-05-01 | Arrowhead | DOT 4BW 501 | FM200 | 25.6 bar | 69 bar | 50.8 litres | 2.0"-8UN-2B | 500 mm | Not applicable | 750 mm | Not applicable | 38.65 kg | Not applicable | AA3200559 |  |  | Not recorded | Not applicable | No comment
Special Gas Cylinders | LAB7701SP | 2017-10-16 | Manchester Tank Company | Not available | 2005-01-01 | Arrowhead | DOT 4BW 501 | FM200 | 25.6 bar | 69 bar | 50.8 litres | 2.0"-8UN-2B | 500 mm | Not applicable | 750 mm | Not applicable | 38.65 kg | Not applicable | AA2411633 |  |  | Not recorded | Not applicable | No comment
Special Gas Cylinders | LAB7702SP | [22 empty] | Withdrawn
Special Gas Cylinders | LAB7703SP | 2018-03-09 | Faber | Not available | 2011-12-01 | Bureau Veritas | ISO 9809-1 | Air | 232 bar | 348 bar | 10.5 litres | 3/4 NPSM | 180 mm | Not applicable | 550 mm | Not applicable | 13.8 kg | Not applicable | 11/2934/026, 11/2364/018 |  |  | Not recorded | Not applicable | No comment
Special Gas Cylinders | LAB7704SP | 2018-03-09 | Faber | Not available | 2012-01-01 | Bureau Veritas | ISO 9809-1 | Air | 232 bar | 348 bar | 12.2 litres | 3/4 NPSM | 180 mm | Not applicable | 610 mm | Not applicable | 15.6 kg | Not applicable | 12/0106/149, 12/0106/147 |  |  | Not recorded | Not applicable | No comment
Special Gas Cylinders |  | 2018-03-09 | [21 empty] | to LABDEC1801
Special Gas Cylinders | LAB7706SP | 2018-05-16 | Manchester Tank Company | USA | 2000-01-01 | Arrowhead Industrial Services | DOT 4BW 500 | Fire extinguishant: FM200 | 25 bar | 69 bar | 148 litres | 3.25"-8UN-2B | 406 mm | Not applicable | 1295 mm | Not applicable | 80 kg | Not applicable | AA117905 |  |  | Not recorded | Not applicable | No comment
Special Gas Cylinders | LAB7707SP |  | Heiser | Not available | 1997-01-01 | Bureau Veritas | BS 5045/1/CM | Air | 207 bar | 312 bar | 1.0 litres | 0.715" BS341 | 83 mm | Not applicable | 267 mm | Not applicable | 1.43 kg | Not applicable | CB5819 |  |  | Not recorded | Not applicable | Manufactured before 2003 withdrawal of BS5045/1
Special Gas Cylinders | LAB7708SP | 2018-06-29 | Brunner | USA | 1996-01-01 | ASME | ASME 8/1 | LPG | 0.44 | 43 bar | 155 litres | 3/4 NGT | 506 mm | Not applicable | 820mm | Not applicable | 76.7 kg | Not applicable | BN8428 |  |  | Limited to Motorhome Reg. No. LUY103 | Not applicable | dual valved for vapour and liquid withdrawal
Special Gas Cylinders | LAB7709SP |  | Worthington Cylinders | USA | 2012-05-01 | Arrowhead Industrial Services | DOT 3AL | Nitrogen | 139 bar | Not recorded | Not recorded | Not recorded | Not recorded | Not applicable | Not recorded | Not applicable | Not recorded | Not applicable | DB807610 |  |  | Not recorded | Not applicable | No comment
Special Gas Cylinders | LAB7710SP | 2018-05-16 | Manchester Tank Company | USA | 1995-12-01 | Grand River | DOT 4BW 500 | Fire extinguishant: FM200 | 25 bar | 69 bar | 137.5 litres | 2.5"-12UN-2B | 350 mm | Not applicable | 1,100 mm | Not applicable | 70 kg | Not applicable | AA52303 |  |  | Not recorded | Not applicable | No comment
Special Gas Cylinders | LAB7711SP | 2018-07-02 | Manchester Tank Company | USA | 2016-09-01 | Arrowhead Industrial Services | DOT 4BW 500 TC 4BW M35 | Fire extinguishant: FM200 | 25 bar | 69 bar | 28.4 litres | 1.5"-8UN-2B | 230 mm | Not applicable | 990 mm | Not applicable | 24.3 kg | Not applicable | 8839FV |  |  | Not recorded | Not applicable | No comment
Special Gas Cylinders | LAB7712SP | 2018-08-15 | Manchester Tank Company | USA | 2008-06-01 | Arrowhead Industrial Services | DOT 4BW 500 | Fire extinguishant: FM200 | 25 bar | 69 bar | 365 litres | 3.0"-8UN-2B | 610 mm | Not applicable | 1500 mm | Not applicable | 224.7 kg | Not applicable | AA366864 |  |  | Not recorded | Not applicable | No comment
Special Gas Cylinders | LAB7713SP | 2018-09-21 | Manchester Tank Company | USA | 1995-06-01 | ASME | ASME 8/1 | LPG | 25 bar | 43 bar | 90.8 litres | 3/4 NGT | 355 mm | Not applicable | 1,000 mm | Not applicable | Not recorded | Not applicable | 790141 |  |  | Limited to motorhome Reg. No. CZK896 | Not applicable | No comment
Special Gas Cylinders | LAB7714SP | 2018-09-21 | Showa Koatsu | Japan | 1982-07-01 | Arrowhead Industrial Services | DOT 3AA 2015 | Carbon dioxide (CO2) | 139 bar | 233 bar | 70 litres | Not available | 230 mm | Not applicable | Not available | Not applicable | 87.2 kg | Not applicable | 00116, 00119 |  |  | Not recorded | Not applicable | No comment
Special Gas Cylinders | LAB7715SP | 2018-12-18 | Norris Cylinder Company Inc | USA | 2017-12-01 | Arrowhead Industrial Services | DOT 3AA 2300 | Nitrogen | 264 bar | 158.5 bar | 66.7 litres | 1" NGT | 270 mm | Not applicable | 1420mm | Not applicable | 86.4 kg | Not applicable | 6007178Y |  |  | Not recorded | Not applicable | No comment
Special Gas Cylinders | LAB7716SP | 2018-12-20 | Faber |  | 2003-03-01 | Lloyds | BS 5045/1/CM | Air | 232 bar | 348 bar | 15 litres | 3/4 NPSM | 203 mm | Not applicable | 617 mm | Not applicable | 16.2 kg | Not applicable | 03/0709/009 |  |  |  |  | Manufactured before 2003 withdrawal of BS5045/1
Special Gas Cylinders | LAB7719SP | 2019-09-25 | Manchester Tank Company | USA | 42370 | Arrowhead Industrial Services | EN 13322-1 | Fire extinguishant NOVEC 1230 | 41 bar | 61 bar | 147 litres | 3.25-8UN-2B | 406 mm | Not applicable | 1275 mm | Not applicable | Not recorded | Not applicable | AA815717 |  |  | Not recorded | Not applicable | Requirement to mark except for serial number and inspection agency stamp. 06/06/2023 - Corrected charging pressure and test pressure. Added the appropriate Serial number. Also note: A condition is applied to this exemption limiting the charging pressure to 24 bar.
Special Gas Cylinders | LAB7720SP |  | Catalina Cylinders | USA | 37773 | TH Cochrane Laboratories | DOT 3AL 1800 / TC 3ALM 124 | Nitrous oxide | 0.75 | 207 bar | 6.87 litres | 1.125 | 175 mm | Not applicable | 423 mm | Not applicable | 6.5 kgs | Not applicable | EL0029691 |  |  | Not recorded | Not applicable | Matched to LAB for CO2
Special Gas Cylinders | LAB7721SP | 2019-10-31 | Manchester Tank Company | USA | 42370 | Arrowhead Industrial Services | EN 13322-1 | Fire extinguishant NOVEC 1230 | 24 bar | 40 bar | 147 litres | 3.25-8UN-2B | 406 mm | Not applicable | 1275 mm | Not applicable | Not recorded | Not applicable |  |  |  | Not recorded | Not applicable
Special Gas Cylinders | LAB7725SP | 2020-07-13 | Manchester Tank Company | USA | 43466 | Arrowhead Industrial Services | DOT 4BW 500 | Fire extinguishant: FM200 | 25.6 bar | 69 bar | 81 litres | 1 1/2” | 325 mm | Not applicable | 1160 mm | Not applicable | 60.3 kg | Not applicable | AA945008 |  |  | Required to undergo design verification within 6 months of exemption being granted | Not recorded | Matched to LAB2339
Special Gas Cylinders | LAB7726SP | 2020-06-17 | Worthington | Not available | 41334 | Arrowhead Industrial Services | DOT 4BW 500 | Fire extinguishant: FM200 | 25.6 bar | 69 bar | 51.2 litres | 1" | 323 mm | Not applicable | 756 mm | Not applicable | 39.4 kg | Not applicable | 3990FW |  |  | Not recorded | Not recorded | Matched to LAB2465
Special Gas Cylinders | LAB7727SP | 2020-06-17 | Manchester Tank Company | USA | 39753 | Arrowhead Industrial Services | DOT 4BW 500 | Fire extinguishant: FM200 | 25.6 bar | 69 bar | 81 litres | 1 1/2” | 325 mm | Not applicable | 1160 mm | Not applicable | 57.7 kg | Not applicable | AA381859 |  |  | Not recorded | Not recorded | Matched to LAB2339
Special Gas Cylinders | LAB7729SP | 2021-10-06 | Faber | Not available | 2019-11-01 | Bureau Veritas | ISO 9809-1 | Permanent Gases (Breathing Air, Oxygen, Nitrox and Trimix0 | 232 bar | 348 bar | 7.0 L | 3/4 NPSM | 141 mm | Not applicable | 600 mm | Not applicable | 8.9 kg | Not applicable | 19/1748/053 and 19/1748/037 |  |  | Not recorded | Not recorded | Matched to LAB2715
Special Gas Cylinders | LAB7738SP | 2021-12-22 | Catalina Cylinders – Cliff Impact Division Hampton VA | USA | 2020-06-01 | T. H. Cochrane Laboratories | DOT 3AL-3000 | Air | 3000 psi (20.7 MPA) | 5000 psi (34.5 MPA) | 0.5 Litres | M18 x 1.5 | 60 mm | Not applicable | Not recorded | Not applicable | 0.89 kg | Not applicable | FK0060621 | 2021-12-22 |  | Not recorded | Not recorded | Matched to LAB2190
Special Gas Cylinders | LAB7740SP | 2022-04-22 | Manchester Tank Company | USA | 2000-10-01 | Arrowhead Industrial Services | DOT 4BW 500 | Fire extinguishant: FM200 | 20.4 bar | 60.88 bar | 50.8 litres | 2" | 326 mm | Not applicable | 815 mm | Not applicable | 84.8 kg | Not applicable | AA139109 | 2022-04-22 |  | Not recorded | Not recorded | Matched to LAB2336
Special Gas Cylinders | LAB7735SP | 2022-03-29 | Manchester | Not available | July 2009 and April 2008 | Arrowhead Industrial Services Ltd | DOT-4BW | Fire extinuishant FM200 & propellant gas being Nitrogen | 24.8 bar | 60.88 bar | 80.9 L | 2" | 326 mm | Not applicable | 1140 mm | Not applicable | 128 kg & 130.4 kg | Not applicable | AA402202 & AA359582 | 2027-03-29 |  | Not recorded | Not recorded | Matched to LAB2339
Special Gas Cylinders | LAB7736SP | 2022-05-04 | Manchester | Not available | 2017-06-01 | Arrowhead Industrial Services Inc. | DOT-4BW 500 | Fire extinguishant | 24.8 bar | 60.88 bar | 245.45 Litres | 3” | 558 mm | Not applicable | 1230 mm | Not applicable | 164.31 kg | Not applicable | ​AA864729 | 2027-05-04 |  | Not recorded | Not recorded | Matched to LAB 2337
Special Gas Cylinders | LAB7741SP | 2022-08-25 | Manchester | Not available | 2020-08-01 | Arrowhead Industrial Services | DOT 4BW 500 | Fire extinguishant: Novec | 34.5 bar | 69 bar | 80.9 litres | 2" | 327 mm | Not applicable | 1092.2 mm | Not applicable | 133 kg | Not applicable | AA1014372 | 2027-10-25 |  | Not recorded | Not recorded | Matched to LAB2339